## Summary
Contract Options | Assets # | PPM-£
1 | 11002 | 336542
5 | 174 | 0
Total | 11176 | 336542

## Solent NHS-May 2022
Ref No | Status Mar 2022 | Asset Number | Location-HEMS | Department-HEMS | Equipment Description | Model | S/No | Manufacturer | Cover level-2022 | Contract Options | PPM-£
1 | IN SERVICE | SOL1170 | MEDINA HOUSE | COMMUNITY NURSING-FIRST FLOOR | EAR IRRIGATOR | PROPULSE III | 5-04665 | MIRAGE HEALTH | PM | 1 | 30
2 | IN SERVICE | SOL1173 | MEDINA HOUSE | COMMUNITY NURSING-FIRST FLOOR | NEBULISER | PORTA-NEB | 13100481043 | PHILIPS HEALTHCARE | PM | 1 | 15
3 | IN SERVICE | SOL8413 | MEDINA HOUSE | COMMUNITY NURSING-FIRST FLOOR | THERMOMETER | THERMOSCAN PRO 4000 | 11106877856 | BRAUN | PM | 1 | 15
4 | IN SERVICE | SOL3022 | OAK PARK COMMUNITY CLINIC | PODIATRY-PODIATRY CLINIC | THERMOMETER | CENTER 350 | 70310436 | CENTER TECHNOLOGY | PM | 1 | 15
5 | IN SERVICE | SOL3002 | OAK PARK COMMUNITY CLINIC | PODIATRY-PODIATRY CLINIC | LIGHT-EXAMINATION | LHH20 | NOT FOUND | LUXO LTD | PM | 1 | 10
7 | IN SERVICE | SOL3020 | OAK PARK COMMUNITY CLINIC | PODIATRY-PODIATRY CLINIC | PLINTH | A7252/8/3FS | IPS-21416 | ARJO HUNTLEIGH | PM | 1 | 35
8 | IN SERVICE | SOL3023 | OAK PARK COMMUNITY CLINIC | PODIATRY-PODIATRY CLINIC | THERMOMETER | CENTER 350 | 70910268 | CENTER TECHNOLOGY | PM | 1 | 15
9 | IN SERVICE | SOL3017 | OAK PARK COMMUNITY CLINIC | PODIATRY-PODIATRY CLINIC | PLINTH | A3262/2/SFS | IPS-05795 | ARJO HUNTLEIGH | PM | 1 | 35
10 | IN SERVICE | SOL3021 | OAK PARK COMMUNITY CLINIC | PODIATRY-PODIATRY CLINIC | LIGHT-EXAMINATION | LHH20 | NOT FOUND | LUXO LTD | PM | 1 | 10
11 | IN SERVICE | SOL3013 | COSHAM HEALTH CENTRE | PODIATRY-PODIATRY CLINIC | PLINTH | A7252/8/3FS | IPS-24852 | ARJO HUNTLEIGH | PM | 1 | 35
12 | IN SERVICE | SOL3018 | OAK PARK COMMUNITY CLINIC | PODIATRY-PODIATRY CLINIC | LIGHT-EXAMINATION | WAVE PLUS | NOT FOUND | LUXO LTD | PM | 1 | 10
13 | IN SERVICE | SOL3016 | OAK PARK COMMUNITY CLINIC | PODIATRY-PODIATRY CLINIC | LIGHT-EXAMINATION | WAVE PLUS | NOT FOUND | LUXO LTD | PM | 1 | 10
14 | IN SERVICE | SOL3001 | OAK PARK COMMUNITY CLINIC | PODIATRY-PODIATRY CLINIC | DRILL-PODIATRY | BERCHTOLD S35 | 4999 | CANONBURY | PM | 1 | 45
16 | IN SERVICE | SOL3019 | OAK PARK COMMUNITY CLINIC | PODIATRY-PODIATRY CLINIC | DRILL-PODIATRY | BERCHTOLD S35 | 6411 | CANONBURY | PM | 1 | 45
17 | IN SERVICE | SOL3005 | OAK PARK COMMUNITY CLINIC | PODIATRY-PODIATRY CLINIC | DRILL-PODIATRY | BERCHTOLD S35 | 6453 | CANONBURY | PM | 1 | 45
18 | IN SERVICE | SOL3028 | OAK PARK COMMUNITY CLINIC | CHILDREN SERVICES-PAEDIATRIC NURSE SERVICE | SCALE-BABY | 385 | 5385005115345 | SECA LTD | PM | 1 | 15
19 | IN SERVICE | SOL3034 | OAK PARK COMMUNITY CLINIC | CHILDREN SERVICES-PAEDIATRIC NURSE SERVICE | SCALE-BABY | 385 | 5385005115346 | SECA LTD | PM | 1 | 15
20 | IN SERVICE | SOL3030 | OAK PARK COMMUNITY CLINIC | CHILDREN SERVICES-PAEDIATRIC NURSE SERVICE | SCALE-BABY | 385 | 5385005115343 | SECA LTD | PM | 1 | 15
22 | IN SERVICE | SOL3032 | OAK PARK COMMUNITY CLINIC | CHILDREN SERVICES-PAEDIATRIC NURSE SERVICE | SCALES | 955 | 595527013389 | SECA LTD | PM | 1 | 15
24 | IN SERVICE | SOL3029 | OAK PARK COMMUNITY CLINIC | CHILDREN SERVICES-PAEDIATRIC NURSE SERVICE | SCALES | 955 | 5955209100716 | SECA LTD | PM | 1 | 15
25 | IN SERVICE | SOL3036 | OAK PARK COMMUNITY CLINIC | CHILDREN SERVICES-PAEDIATRIC NURSE SERVICE | SCALES | 955 | 5955270103388 | SECA LTD | PM | 1 | 15
26 | IN SERVICE | SOL3035 | OAK PARK COMMUNITY CLINIC | CHILDREN SERVICES-PAEDIATRIC NURSE SERVICE | PLINTH | 2 SECTION | PP11500461 | PHYSIO MED | PM | 1 | 35
27 | IN SERVICE | SOL3025 | OAK PARK COMMUNITY CLINIC | CHILDREN SERVICES-PAEDIATRIC NURSE SERVICE | PLINTH | 2 SECTION | PP11500460 | PHYSIO MED | PM | 1 | 35
30 | IN SERVICE | SOL5041 | ST MARY'S COMMUNITY HEALTH CAMPUS | COMMUNITY NURSING TEAM | GLUCOMETER | INTELLISENSE | LAMU029503333 | ABBOTS MEDICAL | ASSET ONLY | 1 | NOT TO BE PRICED
34 | IN SERVICE | SOL0125 | ST MARY'S COMMUNITY HEALTH CAMPUS | ADULT MENTAL HEALTH DEPARTMENT | PULSE OXIMETER-FINGER | N9590 | 502147748 | NONIN | PM | 1 | 15
37 | IN SERVICE | SOL0417 | ST MARY'S COMMUNITY HEALTH CAMPUS | ADULT MENTAL HEALTH DEPARTMENT | PULSE OXIMETER-FINGER | N9590 | 502147746 | NONIN | PM | 1 | 15
42 | IN SERVICE | SOL0415 | ST MARY'S COMMUNITY HEALTH CAMPUS | ADULT MENTAL HEALTH DEPARTMENT | BLOOD PRESSURE MONITOR | DB32 | YX381319 | TRULY INSTRUMENTS | PM | 1 | 8
45 | IN SERVICE | SOL0379 | ST MARY'S COMMUNITY HEALTH CAMPUS | ADULT MENTAL HEALTH DEPARTMENT | BLOOD PRESSURE MONITOR | DB32 | YX380565 | TRULY INSTRUMENTS | PM | 1 | 8
52 | IN SERVICE | SOL0128 | ST MARY'S COMMUNITY HEALTH CAMPUS | ADULT MENTAL HEALTH DEPARTMENT | BLOOD PRESSURE MONITOR | DB32 | GR155132-16/11-553 | TRULY INSTRUMENTS | PM | 1 | 8
53 | IN SERVICE | SOL0392 | ST MARY'S COMMUNITY HEALTH CAMPUS | ADULT MENTAL HEALTH DEPARTMENT | SCALES | 875 | 5875102168860 | SECA LTD | PM | 1 | 15
58 | IN SERVICE | SOL0871 | ST MARY'S COMMUNITY HEALTH CAMPUS | SPINNAKER WARD | INFUSION PUMP-SYRINGE | T34 | S83803 | CME MCKINLEY | PM | 1 | 55
59 | IN SERVICE | SOL0872 | JUBILEE HOUSE | INPATIENT UNIT-END OF LIFE CARE | INFUSION PUMP-SYRINGE | T34 | S83454 | CME MCKINLEY | PM | 1 | 55
61 | IN SERVICE | SOL0879 | JUBILEE HOUSE | INPATIENT UNIT-END OF LIFE CARE | INFUSION PUMP-SYRINGE | T34 | S83537 | CME MCKINLEY | PM | 1 | 55
62 | IN SERVICE | SOL0868 | JUBILEE HOUSE | INPATIENT UNIT-END OF LIFE CARE | ASPIRATOR | LSU | 78480790821 | LAERDAL MEDICAL | PM | 1 | 25
63 | IN SERVICE | SOL0772 | JUBILEE HOUSE | INPATIENT UNIT-END OF LIFE CARE | ASPIRATOR | LSU | 78480790824 | LAERDAL MEDICAL | PM | 1 | 25
64 | IN SERVICE | SOL0771 | JUBILEE HOUSE | INPATIENT UNIT-END OF LIFE CARE | ASPIRATOR | LSU | 78480790820 | LAERDAL MEDICAL | PM | 1 | 25
66 | IN SERVICE | SOL6941 | ST MARY'S COMMUNITY HEALTH CAMPUS | OLDER PEOPLE MENTAL HEALTH-THE LANGSTONE CENTRE | BLOOD PRESSURE MONITOR | ANEROID | 131200176 | ACCOSON | PM | 1 | 8
68 | IN SERVICE | SOL4820 | JUBILEE HOUSE | INPATIENT UNIT-END OF LIFE CARE | INFUSION PUMP-SYRINGE | T34 | S82625 | CME MCKINLEY | PM | 1 | 55
69 | IN SERVICE | SOL3115 | EASTLEIGH HEALTH CENTRE | SEXUAL HEALTH | BLOOD PRESSURE MONITOR | UA-767 | 5071101946 | A&D INSTRUMENTS | PM | 1 | 8
70 | IN SERVICE | SOL3113 | EASTLEIGH HEALTH CENTRE | SEXUAL HEALTH | BLOOD PRESSURE MONITOR | M5-1 | NOT FOUND | OMRON HEALTHCARE | PM | 1 | 8
71 | IN SERVICE | SOL3121 | EASTLEIGH HEALTH CENTRE | SEXUAL HEALTH | BLOOD PRESSURE MONITOR | M5-1 | 4Z02129L | OMRON HEALTHCARE | PM | 1 | 8
72 | IN SERVICE | SOL3107 | UNIT 6,SWAN CENTRE | SEXUAL HEALTH | SCALES | 877 | 5877-290117574 | SECA LTD | PM | 1 | 15
73 | IN SERVICE | SOL3120 | UNIT 6,SWAN CENTRE | SEXUAL HEALTH | LIGHT-EXAMINATION | LHH20 | 8510-150-02 | LUXO LTD | PM | 1 | 10
74 | IN SERVICE | SOL3119 | EASTLEIGH HEALTH CENTRE | SEXUAL HEALTH | PLINTH | 2 SECTION | IPS-06400 | ARJO HUNTLEIGH | PM | 1 | 35
75 | IN SERVICE | SOL3114 | UNIT 6,SWAN CENTRE | SEXUAL HEALTH | BLOOD PRESSURE MONITOR | MAXI STABIL 3 | 2068330 | WELCH ALLYN | PM | 1 | 8
76 | IN SERVICE | SOL3103 | EASTLEIGH HEALTH CENTRE | SEXUAL HEALTH | LIGHT-EXAMINATION | LHH20 | 8505-702-3302 | LUXO LTD | PM | 1 | 10
77 | IN SERVICE | SOL3106 | ANDOVER HEALTH CENTRE | SEXUAL HEALTH | PLINTH | 93G3 GYNAE | 93G3X31120197A | PLINTH MEDICAL | PM | 1 | 35
78 | IN SERVICE | SOL3102 | ANDOVER HEALTH CENTRE | SEXUAL HEALTH | PLINTH | 82257/8/3HS | IPS-47285 | ARJO HUNTLEIGH | PM | 1 | 35
80 | IN SERVICE | SOL3105 | UNIT 6,SWAN CENTRE | SEXUAL HEALTH | BLOOD PRESSURE MONITOR | MAXI STABIL 3 | 2068322 | WELCH ALLYN | PM | 1 | 8
81 | IN SERVICE | SOL3118 | UNIT 6,SWAN CENTRE | SEXUAL HEALTH | BLOOD PRESSURE MONITOR | MAXI STABIL 3 | 9028577 | WELCH ALLYN | PM | 1 | 8
82 | IN SERVICE | SOL3110 | EASTLEIGH HEALTH CENTRE | SEXUAL HEALTH | HOT PLATE | MINI | SD1033M1204 | THERMO FISHER SCIENTIFIC | PM | 1 | 20
85 | IN SERVICE | SOL0869 | JUBILEE HOUSE | INPATIENT UNIT-END OF LIFE CARE | VITAL SIGNS MONITOR | VSM 300 | JA115931 | WELCH ALLYN | PM | 1 | 55
86 | IN SERVICE | SOL0768 | JUBILEE HOUSE | INPATIENT UNIT-END OF LIFE CARE | VITAL SIGNS MONITOR | VSM 300 | JA120055 | WELCH ALLYN | PM | 1 | 55
89 | IN SERVICE | SOL3139 | OAK PARK COMMUNITY CLINIC | SEXUAL HEALTH | HOT PLATE | MINI | SD1043M1204 | THERMO FISHER SCIENTIFIC | PM | 1 | 20
92 | IN SERVICE | SOL3146 | OAK PARK COMMUNITY CLINIC | SEXUAL HEALTH | SCALES | 761 | 2761-038139765 | SECA LTD | PM | 1 | 15
93 | IN SERVICE | SOL7457 | OAK PARK COMMUNITY CLINIC | SEXUAL HEALTH | SCALES | 761 | 2761038139764 | SECA LTD | PM | 1 | 15
94 | IN SERVICE | SOL3147 | OAK PARK COMMUNITY CLINIC | SEXUAL HEALTH | SCALES | 761 | 2761038139719 | SECA LTD | PM | 1 | 15
97 | IN SERVICE | SOL3134 | OAK PARK COMMUNITY CLINIC | SEXUAL HEALTH | LIGHT-EXAMINATION | 3000 | 74150 | DARAY | PM | 1 | 10
98 | IN SERVICE | SOL3138 | OAK PARK COMMUNITY CLINIC | SEXUAL HEALTH | BLOOD PRESSURE MONITOR | ANEROID | NOT FOUND | ACCOSON | PM | 1 | 8
104 | IN SERVICE | SOL11669 | ST MARY'S COMMUNITY HEALTH CAMPUS | COMMUNITY NURSING TEAM | BLOOD PRESSURE MONITOR | LIMPET | 160700423 | ACCOSON | PM | 1 | 8
105 | IN SERVICE | SOL4846 | ST MARY'S COMMUNITY HEALTH CAMPUS | COMMUNITY NURSING TEAM | BLOOD PRESSURE MONITOR | DUPLEX ANERIOD | 160700269 | ACCOSON | PM | 1 | 8
106 | IN SERVICE | SOL0691 | ST MARY'S COMMUNITY HEALTH CAMPUS | THE TURNER CENTRE-HEART FAILURE TEAM | BLOOD PRESSURE MONITOR | DUPLEX ANERIOD | 160700310 | ACCOSON | PM | 1 | 8
107 | IN SERVICE | SOL4976 | ST MARY'S COMMUNITY HEALTH CAMPUS | COMMUNITY NURSING TEAM | BLOOD PRESSURE MONITOR | DUPLEX ANERIOD | 160700313 | ACCOSON | PM | 1 | 8
108 | IN SERVICE | SOL4872 | ST MARY'S COMMUNITY HEALTH CAMPUS | COMMUNITY NURSING TEAM | BLOOD PRESSURE MONITOR | DUPLEX ANERIOD | 160700424 | ACCOSON | PM | 1 | 8
110 | IN SERVICE | SOL4990 | ST MARY'S COMMUNITY HEALTH CAMPUS | COMMUNITY NURSING TEAM | BLOOD PRESSURE MONITOR | DUPLEX ANERIOD | 160700312 | ACCOSON | PM | 1 | 8
111 | IN SERVICE | SOL7880 | ST MARY'S COMMUNITY HEALTH CAMPUS | COMMUNITY NURSING TEAM | ASPIRATOR | LSU | 78321693657 | LAERDAL MEDICAL | PM | 1 | 25
112 | IN SERVICE | SOL4833 | ST MARY'S COMMUNITY HEALTH CAMPUS | COMMUNITY NURSING TEAM | EAR IRRIGATOR | PROPULSE III | 5-04661 | MIRAGE HEALTH | PM | 1 | 30
113 | IN SERVICE | SOL7498 | MILLBROOK HEALTHCARE | CLINICAL ADVISORY TEAM TVN-UNIT 12 | DOPPLER | D900 | KAAF3-06859 | HUNTLEIGH HEALTHCARE | PM | 1 | 30
114 | IN SERVICE | SOL4757 | ST MARY'S COMMUNITY HEALTH CAMPUS | COMMUNITY NURSING TEAM | DOPPLER | D900 | KAAF3-06846 | HUNTLEIGH HEALTHCARE | PM | 1 | 30
116 | IN SERVICE | SOL6543 | CIVIC OFFICES PORTSMOUTH | HEALTH VISITING AND SCHOOL NURSING-LEVEL 2 CORE 1 | PUMP-BREAST | CALYPSO | 13605411 | ARDO MEDICAL LIMITED | PM | 1 | 55
118 | IN SERVICE | SOL6929 | ST JAMES HOSPITAL | THE LIMES-BROOKER UNIT | ECG MACHINE | MAC 1200ST | 550047244 | GE HEALTHCARE | PM | 1 | 88
119 | IN SERVICE | SOL6922 | ST JAMES HOSPITAL | CHILD AND ADOLESCENT MHS-FALCON HOUSE | SCALES | 877 | 5877343108228 | SECA LTD | PM | 1 | 15
120 | IN SERVICE | SOL0739 | JUBILEE HOUSE | INPATIENT UNIT-END OF LIFE CARE | BLADDER SCANNER | BIOCON 700 | 2210JC0068 | DE SMIT MEDICAL | OEM-AIH | 1 | 650
124 | IN SERVICE | SOL11741 | ST MARY'S COMMUNITY HEALTH CAMPUS | PORTSMOUTH REHAB AND REABLEMENT TEAM - PRRT | PULSE OXIMETER-FINGER | MPULSE LITE | 161403800052 | MERLIN MEDICAL | PM | 1 | 15
127 | IN SERVICE | SOL0352 | ST MARY'S COMMUNITY HEALTH CAMPUS | SEXUAL HEALTH | BLOOD PRESSURE MONITOR | M6 AC | 20160300079UG | OMRON HEALTHCARE | PM | 1 | 8
128 | IN SERVICE | SOL6547 | OAK PARK COMMUNITY CLINIC | SEXUAL HEALTH | BLOOD PRESSURE MONITOR | ANEROID | NOT FOUND | ACCOSON | PM | 1 | 8
129 | IN SERVICE | SOL0308 | ST MARY'S COMMUNITY HEALTH CAMPUS | SEXUAL HEALTH | PLINTH | 502-E | 93PESL48140022A | PLINTH MEDICAL | PM | 1 | 35
130 | IN SERVICE | SOL0157 | ST MARY'S COMMUNITY HEALTH CAMPUS | SEXUAL HEALTH | PLINTH | 502-E | 503PEGR1704365 | PLINTH MEDICAL | PM | 1 | 35
132 | IN SERVICE | SOL0338 | ST MARY'S COMMUNITY HEALTH CAMPUS | SEXUAL HEALTH | PLINTH | 3 SECTION | 503PEC1508623 | PLINTH MEDICAL | PM | 1 | 35
133 | IN SERVICE | SOL0315 | ST MARY'S COMMUNITY HEALTH CAMPUS | SEXUAL HEALTH | BLOOD PRESSURE MONITOR | HEM-907E | 20070600467AF | OMRON HEALTHCARE | PM | 1 | 8
134 | IN SERVICE | SOL6581 | ST MARY'S COMMUNITY HEALTH CAMPUS | SEXUAL HEALTH | COUCH-EXAMINATION | 503H | 503PEN1203306 | PLINTH MEDICAL | PM | 1 | 20
137 | IN SERVICE | SOL0430 | ST JAMES HOSPITAL | ADULT MENTAL HEALTH-MAPLE WARD | BED-ELECTRIC | APC-1896 | 26905 | ELITEX | PM | 1 | 20
139 | IN SERVICE | SOL0056 | ST MARY'S COMMUNITY HEALTH CAMPUS | SPINNAKER WARD | VITAL SIGNS MONITOR | 420 SERIES | 200902753 | WELCH ALLYN | PM | 1 | 55
141 | IN SERVICE | SOL5015 | ST MARY'S COMMUNITY HEALTH CAMPUS | COMMUNITY NURSING TEAM | PULSE OXIMETER-FINGER | W4350 | 163303900026 | MERLIN MEDICAL | PM | 1 | 15
142 | IN SERVICE | SOL6313 | MEDINA HOUSE | COMMUNITY NURSING-FIRST FLOOR | PULSE OXIMETER-FINGER | W4350 | 163303900074 | MERLIN MEDICAL | PM | 1 | 15
146 | IN SERVICE | SOL7508 | ST MARY'S COMMUNITY HEALTH CAMPUS | COMMUNITY NURSING TEAM | PULSE OXIMETER-FINGER | W4350 | 163303900079 | MERLIN MEDICAL | PM | 1 | 15
149 | IN SERVICE | SOL5914 | ST MARY'S COMMUNITY HEALTH CAMPUS | COMMUNITY NURSING TEAM | PULSE OXIMETER-FINGER | W4350 | 163303900072 | MERLIN MEDICAL | PM | 1 | 15
150 | IN SERVICE | SOL6365 | MEDINA HOUSE | COMMUNITY NURSING-FIRST FLOOR | PULSE OXIMETER-FINGER | W4350 | 163303900052 | MERLIN MEDICAL | PM | 1 | 15
151 | IN SERVICE | SOL4979 | ST MARY'S COMMUNITY HEALTH CAMPUS | COMMUNITY NURSING TEAM | PULSE OXIMETER-FINGER | W4350 | 163303900136 | MERLIN MEDICAL | PM | 1 | 15
152 | IN SERVICE | SOL4989 | ST MARY'S COMMUNITY HEALTH CAMPUS | COMMUNITY NURSING TEAM | PULSE OXIMETER-FINGER | W4350 | 163303900091 | MERLIN MEDICAL | PM | 1 | 15
153 | IN SERVICE | SOL5011 | ST MARY'S COMMUNITY HEALTH CAMPUS | COMMUNITY NURSING TEAM | PULSE OXIMETER-FINGER | W4350 | 163303900064 | MERLIN MEDICAL | PM | 1 | 15
155 | IN SERVICE | SOL8436 | MEDINA HOUSE | COMMUNITY NURSING-FIRST FLOOR | PULSE OXIMETER-FINGER | W4350 | 163303900095 | MERLIN MEDICAL | PM | 1 | 15
156 | IN SERVICE | SOL2945 | ST MARY'S COMMUNITY HEALTH CAMPUS | COMMUNITY NURSING TEAM | PULSE OXIMETER-FINGER | W4350 | 163303900051 | MERLIN MEDICAL | PM | 1 | 15
157 | IN SERVICE | SOL4793 | ST MARY'S COMMUNITY HEALTH CAMPUS | COMMUNITY NURSING TEAM | PULSE OXIMETER-FINGER | W4350 | 163303900159 | MERLIN MEDICAL | PM | 1 | 15
158 | IN SERVICE | SOL8201 | ST MARY'S COMMUNITY HEALTH CAMPUS | COMMUNITY NURSING TEAM | PULSE OXIMETER-FINGER | W4350 | 16330390071 | MERLIN MEDICAL | PM | 1 | 15
159 | IN SERVICE | SOL5023 | ST MARY'S COMMUNITY HEALTH CAMPUS | COMMUNITY NURSING TEAM | PULSE OXIMETER-FINGER | W4350 | 163303900024 | MERLIN MEDICAL | PM | 1 | 15
160 | IN SERVICE | SOL8205 | ST MARY'S COMMUNITY HEALTH CAMPUS | COMMUNITY NURSING TEAM | PULSE OXIMETER-FINGER | W4350 | 163303900075 | MERLIN MEDICAL | PM | 1 | 15
161 | IN SERVICE | SOL4817 | ST MARY'S COMMUNITY HEALTH CAMPUS | COMMUNITY NURSING TEAM | PULSE OXIMETER-FINGER | W4350 | 163303900031 | MERLIN MEDICAL | PM | 1 | 15
162 | IN SERVICE | SOL6319 | MEDINA HOUSE | COMMUNITY NURSING-FIRST FLOOR | PULSE OXIMETER-FINGER | W4350 | 163303900099 | MERLIN MEDICAL | PM | 1 | 15
163 | IN SERVICE | SOL6371 | MEDINA HOUSE | COMMUNITY NURSING-FIRST FLOOR | PULSE OXIMETER-FINGER | W4350 | 163303900073 | MERLIN MEDICAL | PM | 1 | 15
165 | IN SERVICE | SOL7545 | ST MARY'S COMMUNITY HEALTH CAMPUS | COMMUNITY NURSING TEAM | PULSE OXIMETER-FINGER | W4350 | 163303900036 | MERLIN MEDICAL | PM | 1 | 15
166 | IN SERVICE | SOL5907 | ST MARY'S COMMUNITY HEALTH CAMPUS | COMMUNITY NURSING TEAM | PULSE OXIMETER-FINGER | W4350 | 163303900092 | MERLIN MEDICAL | PM | 1 | 15
168 | IN SERVICE | SOL4795 | ST MARY'S COMMUNITY HEALTH CAMPUS | COMMUNITY NURSING TEAM | PULSE OXIMETER-FINGER | W4350 | 163303900080 | MERLIN MEDICAL | PM | 1 | 15
171 | IN SERVICE | SOL7439 | ST MARY'S COMMUNITY HEALTH CAMPUS | COMMUNITY NURSING TEAM | PULSE OXIMETER-FINGER | W4350 | 160903900170 | MERLIN MEDICAL | PM | 1 | 15
178 | IN SERVICE | SOL8435 | MEDINA HOUSE | COMMUNITY NURSING-FIRST FLOOR | THERMOMETER | ET-100A | NOT FOUND | TIMESCO | PM | 1 | 15
179 | IN SERVICE | SOL7547 | ST MARY'S COMMUNITY HEALTH CAMPUS | COMMUNITY NURSING TEAM | THERMOMETER | ET-100A | NOT FOUND | TIMESCO | PM | 1 | 15
181 | IN SERVICE | SOL6314 | MEDINA HOUSE | COMMUNITY NURSING-FIRST FLOOR | THERMOMETER | ET-100A | 1604014 | TIMESCO | PM | 1 | 15
182 | IN SERVICE | SOL6321 | MEDINA HOUSE | COMMUNITY NURSING-FIRST FLOOR | THERMOMETER | ET-100A | 6321 | TIMESCO | PM | 1 | 15
184 | IN SERVICE | SOL4975 | ST MARY'S COMMUNITY HEALTH CAMPUS | COMMUNITY NURSING TEAM | BLOOD PRESSURE MONITOR | ANEROID | 1249849 | WELCH ALLYN | PM | 1 | 8
188 | IN SERVICE | SOL6106 | BATTENBURG AVENUE CLINIC | CHILDREN COMMUNITY NURSING-CHILD NURSING | THERMOMETER | THERMOSCAN PRO 4000 | 33512K01403 | BRAUN | PM | 1 | 15
189 | IN SERVICE | SOL6107 | BATTENBURG AVENUE CLINIC | CHILDREN COMMUNITY NURSING-CHILD NURSING | THERMOMETER | THERMOSCAN PRO 4000 | 33611K07106 | BRAUN | PM | 1 | 15
190 | IN SERVICE | SOL3722 | ALDERSHOT CENTRE FOR HEALTH | DENTAL-SURGERY 3 | DENTAL ULTRASONIC SCALER | CAVITRON SELECT SPS | 121-15049 | DENTSPLY | OEM-AIH | 1 | 25
192 | IN SERVICE | SOL5042 | ST MARY'S COMMUNITY HEALTH CAMPUS | COMMUNITY NURSING TEAM | PULSE OXIMETER-FINGER | MD300C2 | NOT FOUND | BEIJING CHOICE ELECTRONICS | PM | 1 | 15
193 | IN SERVICE | SOL5040 | ST MARY'S COMMUNITY HEALTH CAMPUS | COMMUNITY NURSING TEAM | THERMOMETER | ET-100A | NOT FOUND | TIMESCO | PM | 1 | 15
194 | IN SERVICE | SOL3293 | CROWN HEIGHTS | SEXUAL HEALTH | BLOOD PRESSURE MONITOR | UA-767 | 3040302441 | A&D INSTRUMENTS | PM | 1 | 8
195 | IN SERVICE | SOL3277 | CROWN HEIGHTS | SEXUAL HEALTH | LIGHT-EXAMINATION | MOBILE | NOT FOUND | LUXO LTD | PM | 1 | 10
196 | IN SERVICE | SOL3286 | CROWN HEIGHTS | SEXUAL HEALTH | BLOOD PRESSURE MONITOR | LD-578 | 1457804829 | SCIAN | PM | 1 | 8
197 | IN SERVICE | SOL6998 | CROWN HEIGHTS | SEXUAL HEALTH | SCALES | 877 | 5877290117521 | SECA LTD | PM | 1 | 15
198 | IN SERVICE | SOL3276 | CROWN HEIGHTS | SEXUAL HEALTH | PLINTH | 503E | 503PEB1407557 | PLINTH MEDICAL | PM | 1 | 35
199 | IN SERVICE | SOL3313 | CROWN HEIGHTS | SEXUAL HEALTH | SCALES | 877 | 5877290117506 | SECA LTD | PM | 1 | 15
200 | IN SERVICE | SOL3307 | CROWN HEIGHTS | SEXUAL HEALTH | PLINTH | 93G3 GYNAE | 93G3X31120200A | PLINTH MEDICAL | PM | 1 | 35
201 | IN SERVICE | SOL6994 | CROWN HEIGHTS | SEXUAL HEALTH | PLINTH | 502-E | 502/H/W/3393/67 | PLINTH MEDICAL | PM | 1 | 35
202 | IN SERVICE | SOL6997 | CROWN HEIGHTS | SEXUAL HEALTH | HYFRECATOR | HYFRECATOR 2000 | 11MGJ665 | CONMED | PM | 1 | 130
203 | IN SERVICE | SOL6995 | CROWN HEIGHTS | SEXUAL HEALTH | PLINTH | 502-E | 396671 | ARJO HUNTLEIGH | PM | 1 | 35
204 | IN SERVICE | SOL3346 | CROWN HEIGHTS | SEXUAL HEALTH | LIGHT-EXAMINATION | LS150 | NOT FOUND | WELCH ALLYN | PM | 1 | 10
205 | IN SERVICE | SOL6996 | CROWN HEIGHTS | SEXUAL HEALTH | LIGHT-EXAMINATION | LHH20 | NOT FOUND | LUXO LTD | PM | 1 | 10
206 | IN SERVICE | SOL3271 | CROWN HEIGHTS | SEXUAL HEALTH | SCALES | 760 | 2760348114416 | SECA LTD | PM | 1 | 15
207 | IN SERVICE | SOL3342 | CROWN HEIGHTS | SEXUAL HEALTH | PLINTH | 93G3 GYNAE | 93G3X31120203A | PLINTH MEDICAL | PM | 1 | 35
208 | IN SERVICE | SOL3272 | CROWN HEIGHTS | SEXUAL HEALTH | PLINTH | A2223/8/2HS | P0136357 | ARJO HUNTLEIGH | PM | 1 | 35
209 | IN SERVICE | SOL7458 | PORTSWOOD SOLENT SURGERY | GP SURGERY-PORTSWOOD SOLENT SURGERY | PLINTH | STREAMLINE MOBILE 2 | IPS-34299 | ARJO HUNTLEIGH | PM | 1 | 35
210 | IN SERVICE | SOL7609 | TREE TOPS CENTRE | SEXUAL HEALTH | PLINTH | A2256/8/3HS | IPS-46613 | ARJO HUNTLEIGH | PM | 1 | 35
212 | IN SERVICE | SOL3334 | CROWN HEIGHTS | SEXUAL HEALTH | DEFIBRILLATOR-AED | HEARTSTART FR2 | 508276980 | PHILIPS HEALTHCARE | ASSET ONLY | 1 | NOT TO BE PRICED
213 | IN SERVICE | SOL3338 | CROWN HEIGHTS | SEXUAL HEALTH | MICROSCOPE | ECLIPSE E200MV | 106075 | NIKON UK LTD | OEM-CONTRACT PM | 1 | 95
214 | IN SERVICE | SOL3336 | CROWN HEIGHTS | SEXUAL HEALTH | HOT PLATE | MINI | SD1039M1204 | THERMO FISHER SCIENTIFIC | PM | 1 | 20
215 | IN SERVICE | SOL3333 | CROWN HEIGHTS | SEXUAL HEALTH | ASPIRATOR | LSU | 78091294692 | LAERDAL MEDICAL | PM | 1 | 25
216 | IN SERVICE | SOL3273 | CROWN HEIGHTS | SEXUAL HEALTH | BLOOD PRESSURE MONITOR | UA-767 | 5140700607 | A&D INSTRUMENTS | PM | 1 | 8
217 | IN SERVICE | SOL3319 | CROWN HEIGHTS | SEXUAL HEALTH | SCALES | 761 | 2761016127800 | SECA LTD | PM | 1 | 15
218 | IN SERVICE | SOL3318 | CROWN HEIGHTS | SEXUAL HEALTH | LIGHT-EXAMINATION | LHH20 | NOT FOUND | LUXO LTD | PM | 1 | 10
220 | IN SERVICE | SOL3347 | CROWN HEIGHTS | SEXUAL HEALTH | ASPIRATOR | DOMINANT 50 | 1364222 | MEDELA | PM | 1 | 25
221 | IN SERVICE | SOL1078 | QUEEN ALEXANDRA HOSPITAL | DENTAL-POSWILLO DENTAL CENTRE | BLOOD PRESSURE MONITOR | GREENLIGHT 300 | 12-007126 | ACCOSON | OEM-AIH | 1 | 8
222 | IN SERVICE | SOL3305 | CROWN HEIGHTS | SEXUAL HEALTH | SCALES | 877 | 5877289117441 | SECA LTD | PM | 1 | 15
223 | IN SERVICE | SOL1080 | QUEEN ALEXANDRA HOSPITAL | DENTAL-POSWILLO DENTAL CENTRE | ASPIRATOR | LSU | 78070667434 | LAERDAL MEDICAL | OEM-AIH | 1 | 25
224 | IN SERVICE | SOL3297 | CROWN HEIGHTS | SEXUAL HEALTH | PLINTH | SM9576-230C-2WH | 18854 | SEERS MEDICAL | PM | 1 | 35
225 | IN SERVICE | SOL3303 | CROWN HEIGHTS | SEXUAL HEALTH | LIGHT-EXAMINATION | LHH20 | NOT FOUND | LUXO LTD | PM | 1 | 10
226 | IN SERVICE | SOL3278 | CROWN HEIGHTS | SEXUAL HEALTH | SCALES | 877 | 5877289117374 | SECA LTD | PM | 1 | 15
228 | IN SERVICE | SOL3345 | CROWN HEIGHTS | SEXUAL HEALTH | ASPIRATOR | DM10-001 DCELL | BB00737 | SSCOR INC | PM | 1 | 25
229 | IN SERVICE | SOL3269 | CROWN HEIGHTS | SEXUAL HEALTH | PLINTH | 93G3 GYNAE | 93G3X31120202A | PLINTH MEDICAL | PM | 1 | 35
230 | IN SERVICE | SOL3270 | CROWN HEIGHTS | SEXUAL HEALTH | LIGHT-EXAMINATION | LHH20 | NOT FOUND | LUXO LTD | PM | 1 | 10
231 | IN SERVICE | SOL3320 | CROWN HEIGHTS | SEXUAL HEALTH | CRYOSURGICAL UNIT | CRYOPRO MAXI | L126922 | MERLIN MEDICAL | PM | 1 | 15
232 | IN SERVICE | SOL3284 | CROWN HEIGHTS | SEXUAL HEALTH | PLINTH | 502-E | 503PEAM12104A | PLINTH MEDICAL | PM | 1 | 35
233 | IN SERVICE | SOL3285 | CROWN HEIGHTS | SEXUAL HEALTH | LIGHT-EXAMINATION | LHH20 | NOT FOUND | LUXO LTD | PM | 1 | 10
234 | IN SERVICE | SOL3330 | CROWN HEIGHTS | SEXUAL HEALTH | SCALES | 760 | 2760031129487 | SECA LTD | PM | 1 | 15
235 | IN SERVICE | SOL3283 | CROWN HEIGHTS | SEXUAL HEALTH | CRYOSURGICAL UNIT | CRYOPRO MAXI | NOT FOUND | MERLIN MEDICAL | PM | 1 | 15
236 | IN SERVICE | SOL3327 | CROWN HEIGHTS | SEXUAL HEALTH | LIGHT-EXAMINATION | LHH20 | NOT FOUND | LUXO LTD | PM | 1 | 10
237 | IN SERVICE | SOL3326 | CROWN HEIGHTS | SEXUAL HEALTH | PLINTH | 93G3 GYNAE | 93G3X31120196A | PLINTH MEDICAL | PM | 1 | 35
244 | IN SERVICE | SOL1179 | MEDINA HOUSE | COMMUNITY NURSING-FIRST FLOOR | INFUSION PUMP-SYRINGE | T34 | S83528 | CME MCKINLEY | PM | 1 | 55
246 | IN SERVICE | SOL0767 | JUBILEE HOUSE | INPATIENT UNIT-END OF LIFE CARE | THERMOMETER | SURETEMP | 1303770 | B BRAUN MEDICAL | PM | 1 | 15
247 | IN SERVICE | SOL0769 | JUBILEE HOUSE | INPATIENT UNIT-END OF LIFE CARE | THERMOMETER | THERMOSCAN PRO 4000 | 32712KO1750 | BRAUN | PM | 1 | 15
249 | IN SERVICE | SOL3958 | ST MARY'S COMMUNITY HEALTH CAMPUS | COMMUNITY NURSING TEAM | PULSE OXIMETER-FINGER | MD300C2 | 144402001491 | BEIJING CHOICE ELECTRONICS | PM | 1 | 15
251 | IN SERVICE | SOL8417 | ST MARY'S COMMUNITY HEALTH CAMPUS | COMMUNITY NURSING TEAM | GLUCOMETER | FREESTYLE OPTIMUM | XEMT218P082C | ABBOTS MEDICAL | ASSET ONLY | 1 | NOT TO BE PRICED
252 | IN SERVICE | SOL3959 | ST MARY'S COMMUNITY HEALTH CAMPUS | COMMUNITY NURSING TEAM | GLUCOMETER | FREESTYLE OPTIMUM | XEM5302-P15AF | ABBOTS MEDICAL | ASSET ONLY | 1 | NOT TO BE PRICED
254 | IN SERVICE | SOL3957 | ST MARY'S COMMUNITY HEALTH CAMPUS | COMMUNITY NURSING TEAM | PULSE OXIMETER-FINGER | CMS50DL | NOT FOUND | CONTEC MEDICAL | PM | 1 | 15
256 | IN SERVICE | SOL5039 | ST MARY'S COMMUNITY HEALTH CAMPUS | COMMUNITY NURSING TEAM | GLUCOMETER | OPTIUM XCEED | XCMP280P0525 | ABBOTS MEDICAL | ASSET ONLY | 1 | NOT TO BE PRICED
257 | IN SERVICE | SOL5834 | ST MARY'S COMMUNITY HEALTH CAMPUS | COMMUNITY NURSING TEAM | GLUCOMETER | OPTIUM XCEED | NOT FOUND | ABBOTS MEDICAL | ASSET ONLY | 1 | NOT TO BE PRICED
258 | IN SERVICE | SOL4805 | ST MARY'S COMMUNITY HEALTH CAMPUS | COMMUNITY NURSING TEAM | BLOOD PRESSURE MONITOR | ANEROID | NOT FOUND | ACCOSON | PM | 1 | 8
259 | IN SERVICE | SOL4806 | ST MARY'S COMMUNITY HEALTH CAMPUS | COMMUNITY NURSING TEAM | THERMOMETER | THERMOSCAN PRO 4000 | 05911K00711 | BRAUN | PM | 1 | 15
260 | IN SERVICE | SOL4794 | ST MARY'S COMMUNITY HEALTH CAMPUS | COMMUNITY NURSING TEAM | THERMOMETER | THERMOSCAN PRO 4000 | 05911K02040 | BRAUN | PM | 1 | 15
262 | IN SERVICE | SOL3960 | ST MARY'S COMMUNITY HEALTH CAMPUS | COMMUNITY NURSING TEAM | THERMOMETER | THERMOSCAN IRT4520 | 31511K03919 | BRAUN | PM | 1 | 15
263 | IN SERVICE | SOL4809 | ST MARY'S COMMUNITY HEALTH CAMPUS | COMMUNITY NURSING TEAM | BLOOD PRESSURE MONITOR | DUPLEX ANERIOD | 131200193 | ACCOSON | PM | 1 | 8
264 | IN SERVICE | SOL3956 | ST MARY'S COMMUNITY HEALTH CAMPUS | COMMUNITY NURSING TEAM | BLOOD PRESSURE MONITOR | LIMPET | 120710150 | ACCOSON | PM | 1 | 8
266 | IN SERVICE | SOL8416 | MEDINA HOUSE | COMMUNITY NURSING-FIRST FLOOR | THERMOMETER | THERMOSCAN PRO 4000 | 31511K04024 | BRAUN | PM | 1 | 15
268 | IN SERVICE | SOL6349 | PETERSFIELD COMMUNITY HOSPITAL | PODIATRY-PODIATRY CLINIC | PLINTH | 502-E | 503CDT/E/X/0998/346 | PLINTH MEDICAL | PM | 1 | 35
269 | IN SERVICE | SOL2884 | ALDERSHOT CENTRE FOR HEALTH | SEXUAL HEALTH | BLOOD PRESSURE MONITOR | ANEROID | 54786A | ACCOSON | PM | 1 | 8
274 | IN SERVICE | SOL0001 | ST MARY'S COMMUNITY HEALTH CAMPUS | SPINNAKER WARD | PLINTH | 502-E | 40EW32110088A | PLINTH MEDICAL | PM | 1 | 35
278 | IN SERVICE | SOL0148 | ST MARY'S COMMUNITY HEALTH CAMPUS | SEXUAL HEALTH | PLINTH | 502-E | 93PESL48140031A | PLINTH MEDICAL | PM | 1 | 35
279 | IN SERVICE | SOL1131 | QUEEN ALEXANDRA HOSPITAL | DENTAL-POSWILLO DENTAL CENTRE | DENTAL ULTRASONIC BATH | HYGEA 2 | 51308 | ULTRAWAVE | ASSET ONLY | 1 | NOT TO BE PRICED
280 | IN SERVICE | SOL1125 | QUEEN ALEXANDRA HOSPITAL | DENTAL-POSWILLO DENTAL CENTRE | LIGHT-EXAMINATION | OPTICA 388W | 4162.14285714286 | BRANDON MEDICAL | ASSET ONLY | 5 | NOT TO BE PRICED
281 | IN SERVICE | SOL1118 | QUEEN ALEXANDRA HOSPITAL | DENTAL-POSWILLO DENTAL CENTRE | PRINTER | WP-P610 | P618100073 | NITRAM | ASSET ONLY | 5 | NOT TO BE PRICED
282 | IN SERVICE | SOL1117 | QUEEN ALEXANDRA HOSPITAL | DENTAL-POSWILLO DENTAL CENTRE | AUTOCLAVE | DAC UNIVERSAL | BH11039 | NITRAM | ASSET ONLY | 1 | NOT TO BE PRICED
283 | IN SERVICE | SOL1119 | QUEEN ALEXANDRA HOSPITAL | DENTAL-POSWILLO DENTAL CENTRE | DENTAL WASHER DISINFECTOR | LITTLE SISTER 7881 | 180707 | ESCHMANN | ASSET ONLY | 1 | NOT TO BE PRICED
284 | IN SERVICE | SOL1121 | QUEEN ALEXANDRA HOSPITAL | DENTAL-POSWILLO DENTAL CENTRE | AUTOCLAVE | LITTLE SISTER 3 | LCB383461 | ESCHMANN | ASSET ONLY | 1 | NOT TO BE PRICED
285 | IN SERVICE | SOL1120 | QUEEN ALEXANDRA HOSPITAL | DENTAL-POSWILLO DENTAL CENTRE | AUTOCLAVE | LITTLE SISTER 3 | LCB2E3231 | ESCHMANN | ASSET ONLY | 1 | NOT TO BE PRICED
288 | IN SERVICE | SOL7481 | ALTON HEALTH CENTRE | SEXUAL HEALTH | HOT PLATE | MINI | SD1042M1204 | THERMO FISHER SCIENTIFIC | PM | 1 | 20
290 | IN SERVICE | SOL7479 | ALTON HEALTH CENTRE | SEXUAL HEALTH | SCALES | 760 | 2760348114427 | SECA LTD | PM | 1 | 15
291 | IN SERVICE | SOL7483 | ALTON HEALTH CENTRE | SEXUAL HEALTH | BLOOD PRESSURE MONITOR | BIG BEN ROUND | NOT FOUND | RIESTER RUDOLF | PM | 1 | 8
293 | IN SERVICE | SOL7251 | ALTON HEALTH CENTRE | SEXUAL HEALTH | PLINTH | 2 SECTION | 93G3X31120201A | PLINTH MEDICAL | PM | 1 | 35
295 | IN SERVICE | SOL7475 | ALTON HEALTH CENTRE | SEXUAL HEALTH | BLOOD PRESSURE MONITOR | BIG BEN ROUND | NOT FOUND | RIESTER RUDOLF | PM | 1 | 8
296 | IN SERVICE | SOL7474 | ALTON HEALTH CENTRE | SEXUAL HEALTH | LIGHT-EXAMINATION | LHH20 | NOT FOUND | LUXO LTD | PM | 1 | 10
297 | IN SERVICE | SOL7478 | ALTON HEALTH CENTRE | SEXUAL HEALTH | SCALES | 760 | 2760348114423 | SECA LTD | PM | 1 | 15
298 | IN SERVICE | SOL7480 | ALTON HEALTH CENTRE | SEXUAL HEALTH | MICROSCOPE | LABORLUX S | 512909/133610 | LEITZ | ASSET ONLY | 1 | NOT TO BE PRICED
302 | IN SERVICE | SOL4877 | ST MARY'S COMMUNITY HEALTH CAMPUS | COMMUNITY NURSING TEAM | DOPPLER | D900 | KALC1-00638 | HUNTLEIGH HEALTHCARE | PM | 1 | 30
303 | IN SERVICE | SOL6116 | BATTENBURG AVENUE CLINIC | CHILDREN COMMUNITY NURSING-CHILD NURSING | ASPIRATOR | QUICK CLEAR DYNAMIC | DB0797 | GBUK HEALTHCARE | PM | 1 | 25
305 | IN SERVICE | SOL5999 | WATERLOOVILLE HEALTH CENTRE | PODIATRY-PODIATRY CLINIC | DRILL-PODIATRY | SB22 | 7074 | HADEWE | PM | 1 | 45
306 | IN SERVICE | SOL5995 | WATERLOOVILLE HEALTH CENTRE | PODIATRY-PODIATRY CLINIC | DRILL-PODIATRY | BERCHTOLD S35 | 4998 | CANONBURY | PM | 1 | 45
307 | IN SERVICE | SOL6353 | PETERSFIELD COMMUNITY HOSPITAL | PODIATRY-PODIATRY CLINIC | DRILL-PODIATRY | BERCHTOLD S35 | 4993 | CANONBURY | PM | 1 | 45
308 | IN SERVICE | SOL6354 | PETERSFIELD COMMUNITY HOSPITAL | PODIATRY-PODIATRY CLINIC | DRILL-PODIATRY | BERCHTOLD S35 | 9817 | CANONBURY | PM | 1 | 45
309 | IN SERVICE | SOL7612 | TREE TOPS CENTRE | SEXUAL HEALTH | LIGHT-EXAMINATION | GS300 | NOT FOUND | WELCH ALLYN | PM | 1 | 10
312 | IN SERVICE | SOL1839 | FAREHAM COMMUNITY HOSPITAL | PODIATRY-PODIATRY CLINIC | PLINTH | 503E | 503CDTSP1310913 | PLINTH MEDICAL | PM | 1 | 35
313 | IN SERVICE | SOL1846 | FAREHAM COMMUNITY HOSPITAL | PODIATRY-PODIATRY CLINIC | THERMOMETER | CENTER 350 | 70311609 | CENTER TECHNOLOGY | PM | 1 | 15
314 | IN SERVICE | SOL1843 | FAREHAM COMMUNITY HOSPITAL | PODIATRY-PODIATRY CLINIC | DOPPLER | D900 | 900LX0142054 | HUNTLEIGH HEALTHCARE | PM | 1 | 30
315 | IN SERVICE | SOL1853 | FAREHAM COMMUNITY HOSPITAL | PODIATRY-PODIATRY CLINIC | PLINTH | 503E | 503CDTSP1310912 | PLINTH MEDICAL | PM | 1 | 35
316 | IN SERVICE | SOL1854 | FAREHAM COMMUNITY HOSPITAL | PODIATRY-PODIATRY CLINIC | LIGHT-EXAMINATION | CEILING MOUNTED | 5233735 | LUXO LTD | PM | 1 | 10
317 | IN SERVICE | SOL1840 | FAREHAM COMMUNITY HOSPITAL | PODIATRY-PODIATRY CLINIC | DRILL-PODIATRY | SB22 | 7188 | HADEWE | PM | 1 | 45
318 | IN SERVICE | SOL1855 | FAREHAM COMMUNITY HOSPITAL | PODIATRY-PODIATRY CLINIC | DRILL-PODIATRY | BERCHTOLD S35 | 555 | CANONBURY | PM | 1 | 45
320 | IN SERVICE | SOL6352 | PETERSFIELD COMMUNITY HOSPITAL | PODIATRY-PODIATRY CLINIC | LIGHT-EXAMINATION | WAVE PLUS | NOT FOUND | LUXO LTD | PM | 1 | 10
321 | IN SERVICE | SOL6355 | PETERSFIELD COMMUNITY HOSPITAL | PODIATRY-PODIATRY CLINIC | LIGHT-EXAMINATION | WAVE PLUS | NOT FOUND | LUXO LTD | PM | 1 | 10
323 | IN SERVICE | SOL0036 | ST MARY'S COMMUNITY HEALTH CAMPUS | SPINNAKER WARD | VITAL SIGNS MONITOR | 420 SERIES | 200902769 | WELCH ALLYN | PM | 1 | 55
325 | IN SERVICE | SOL2779 | PETERSFIELD COMMUNITY HOSPITAL | DENTAL-DENTAL CLINIC | HOT AIR GUN | 10010 | 3162 | MASTER MITE LTD | OEM-AIH | 1 | 20
326 | IN SERVICE | SOL0138 | ST MARY'S COMMUNITY HEALTH CAMPUS | SEXUAL HEALTH | PLINTH | 502-E | 93PESL48140030A | PLINTH MEDICAL | PM | 1 | 35
330 | IN SERVICE | SOL4837 | ST MARY'S COMMUNITY HEALTH CAMPUS | COMMUNITY NURSING TEAM | PULSE OXIMETER-FINGER | W4350 | 160903900333 | MERLIN MEDICAL | PM | 1 | 15
331 | IN SERVICE | SOL6945 | ST MARY'S COMMUNITY HEALTH CAMPUS | OLDER PEOPLE MENTAL HEALTH-THE LANGSTONE CENTRE | BLOOD PRESSURE MONITOR | KD-525 | 67001475391111 | LLOYDS PHARMACY | PM | 1 | 8
333 | IN SERVICE | SOL4758 | ST MARY'S COMMUNITY HEALTH CAMPUS | COMMUNITY NURSING TEAM | INFUSION PUMP-SYRINGE | T34 | S83805 | CME MCKINLEY | PM | 1 | 55
334 | IN SERVICE | SOL1192 | EASTNEY HEALTH CENTRE | DENTAL-DENTAL CLINIC | DENTAL AMALGAMATOR | ROTOMIX | 960400004716 | 3M HEALTH CARE LTD | OEM-AIH | 1 | 25
338 | IN SERVICE | SOL2729 | PETERSFIELD COMMUNITY HOSPITAL | DENTAL-SURGERY 1 | DEFIBRILLATOR-AED | HEARTSTART FR2 | 607239180 | PHILIPS HEALTHCARE | ASSET ONLY | 1 | NOT TO BE PRICED
339 | IN SERVICE | SOL2734 | PETERSFIELD COMMUNITY HOSPITAL | DENTAL-SURGERY 1 | BLOOD PRESSURE MONITOR | UA-767 | 5070600715 | A&D INSTRUMENTS | OEM-AIH | 1 | 8
340 | IN SERVICE | SOL2766 | PETERSFIELD COMMUNITY HOSPITAL | DENTAL-SURGERY 2 | FLOWMETER-O2-SINGLE | 9910-029 | NOT FOUND | EAST HEALTHCARE | OEM-AIH | 1 | 5
341 | IN SERVICE | SOL2765 | PETERSFIELD COMMUNITY HOSPITAL | DENTAL-SURGERY 2 | DENTAL AMALGAMATOR | ROTOMIX | 960400004722 | 3M HEALTH CARE LTD | OEM-AIH | 1 | 25
342 | IN SERVICE | SOL2744 | PETERSFIELD COMMUNITY HOSPITAL | DENTAL-SURGERY 1 | ASPIRATOR | LSU | 78070667432 | LAERDAL MEDICAL | OEM-AIH | 1 | 25
343 | IN SERVICE | SOL2731 | PETERSFIELD COMMUNITY HOSPITAL | DENTAL-SURGERY 1 | FLOWMETER-O2-SINGLE | 9910-029 | NOT FOUND | EAST HEALTHCARE | OEM-AIH | 1 | 5
345 | IN SERVICE | SOL2758 | PETERSFIELD COMMUNITY HOSPITAL | DENTAL-SURGERY 2 | DENTAL CURING LIGHT | STARLIGHT PRO | 072NA118 | MECTRON | OEM-AIH | 1 | 15
346 | IN SERVICE | SOL2727 | PETERSFIELD COMMUNITY HOSPITAL | DENTAL-SURGERY 1 | DENTAL CURING LIGHT | LED | 77508 | WOODPECKER | OEM-AIH | 1 | 15
347 | IN SERVICE | SOL2725 | PETERSFIELD COMMUNITY HOSPITAL | DENTAL-SURGERY 1 | ASPIRATOR | LSU | 78121071510 | LAERDAL MEDICAL | OEM-AIH | 1 | 25
348 | IN SERVICE | SOL3194 | HAVANT HEALTH CENTRE | DENTAL-DENTAL CLINIC | DEFIBRILLATOR-AED | HEARTSTART FR2 | 511892584 | PHILIPS HEALTHCARE | ASSET ONLY | 1 | NOT TO BE PRICED
349 | IN SERVICE | SOL3222 | GOSPORT WAR MEMORIAL HOSPITAL | DENTAL-DECONTAMINATION ROOM | ASPIRATOR | LSU | 78070667427 | LAERDAL MEDICAL | OEM-AIH | 1 | 25
350 | IN SERVICE | SOL3196 | GOSPORT WAR MEMORIAL HOSPITAL | DENTAL-STORE ROOM | DENTAL DRILL | TCM ENDO | 6777U1011R | NOUVAG | OEM-AIH | 1 | 45
351 | IN SERVICE | SOL2819 | HAVANT HEALTH CENTRE | DENTAL-X-RAY ROOM | ASPIRATOR | LSU | 78070667425 | LAERDAL MEDICAL | OEM-AIH | 1 | 25
352 | IN SERVICE | SOL2846 | HAVANT HEALTH CENTRE | DENTAL-DENTAL CLINIC | DEFIBRILLATOR-AED | HEARTSTART FR2 | 411891867 | PHILIPS HEALTHCARE | ASSET ONLY | 1 | NOT TO BE PRICED
354 | IN SERVICE | SOL1218 | EASTNEY HEALTH CENTRE | DENTAL-DENTAL CLINIC | DENTAL HANDPIECE CLEANER | ASSISTINA | 21220 | W&H | ASSET ONLY | 5 | NOT TO BE PRICED
356 | IN SERVICE | SOL1896 | SOMERSTOWN HEALTH CENTRE | DENTAL-DECONTAMINATION ROOM | ASPIRATOR | LSU | 78070667428 | LAERDAL MEDICAL | OEM-AIH | 1 | 25
359 | IN SERVICE | SOL0042 | ST MARY'S COMMUNITY HEALTH CAMPUS | SPINNAKER WARD | HOIST-STANDING | ENCORE | KKA5020-M | ARJO HUNTLEIGH | OEM-MEDACO | 1 | 90
364 | IN SERVICE | SOL4873 | ST MARY'S COMMUNITY HEALTH CAMPUS | COMMUNITY NURSING TEAM | BLOOD PRESSURE MONITOR | DISYTEST | 95150775 | WELCH ALLYN | PM | 1 | 8
365 | IN SERVICE | SOL5017 | ST MARY'S COMMUNITY HEALTH CAMPUS | COMMUNITY NURSING TEAM | BLOOD PRESSURE MONITOR | DUPLEX ANERIOD | 160560269 | ACCOSON | PM | 1 | 8
366 | IN SERVICE | SOL5003 | ST MARY'S COMMUNITY HEALTH CAMPUS | COMMUNITY NURSING TEAM | BLOOD PRESSURE MONITOR | DUPLEX ANERIOD | 160500161 | ACCOSON | PM | 1 | 8
367 | IN SERVICE | SOL4798 | ST MARY'S COMMUNITY HEALTH CAMPUS | COMMUNITY NURSING TEAM | BLOOD PRESSURE MONITOR | DUPLEX ANERIOD | 160500171 | ACCOSON | PM | 1 | 8
368 | IN SERVICE | SOL7504 | ST MARY'S COMMUNITY HEALTH CAMPUS | COMMUNITY NURSING TEAM | BLOOD PRESSURE MONITOR | DUPLEX ANERIOD | 160500219 | ACCOSON | PM | 1 | 8
371 | IN SERVICE | SOL7548 | ST MARY'S COMMUNITY HEALTH CAMPUS | COMMUNITY NURSING TEAM | BLOOD PRESSURE MONITOR | DUPLEX ANERIOD | 160500106 | ACCOSON | PM | 1 | 8
372 | IN SERVICE | SOL5024 | ST MARY'S COMMUNITY HEALTH CAMPUS | PORTSMOUTH REHAB AND REABLEMENT TEAM - PRRT | BLOOD PRESSURE MONITOR | DUPLEX ANERIOD | 160500239 | ACCOSON | PM | 1 | 8
373 | IN SERVICE | SOL7507 | ST MARY'S COMMUNITY HEALTH CAMPUS | COMMUNITY NURSING TEAM | BLOOD PRESSURE MONITOR | DUPLEX ANERIOD | 160500059 | ACCOSON | PM | 1 | 8
374 | IN SERVICE | SOL7503 | ST MARY'S COMMUNITY HEALTH CAMPUS | COMMUNITY NURSING TEAM | BLOOD PRESSURE MONITOR | DUPLEX ANERIOD | 160500072 | ACCOSON | PM | 1 | 8
375 | IN SERVICE | SOL4811 | ST MARY'S COMMUNITY HEALTH CAMPUS | COMMUNITY NURSING TEAM | BLOOD PRESSURE MONITOR | DUPLEX ANERIOD | 160500213 | ACCOSON | PM | 1 | 8
376 | IN SERVICE | SOL7501 | ST MARY'S COMMUNITY HEALTH CAMPUS | COMMUNITY NURSING TEAM | BLOOD PRESSURE MONITOR | DUPLEX ANERIOD | 160500207 | ACCOSON | PM | 1 | 8
380 | IN SERVICE | SOL4812 | ST MARY'S COMMUNITY HEALTH CAMPUS | COMMUNITY NURSING TEAM | THERMOMETER | ET-100A | 3A | TIMESCO | PM | 1 | 15
381 | IN SERVICE | SOL7513 | ST MARY'S COMMUNITY HEALTH CAMPUS | COMMUNITY NURSING TEAM | THERMOMETER | ET-100A | NOT FOUND | TIMESCO | PM | 1 | 15
382 | IN SERVICE | SOL7526 | ST MARY'S COMMUNITY HEALTH CAMPUS | COMMUNITY NURSING TEAM | THERMOMETER | ET-100A | 2A | TIMESCO | PM | 1 | 15
383 | IN SERVICE | SOL7497 | MILLBROOK HEALTHCARE | CLINICAL ADVISORY TEAM TVN-UNIT 12 | THERMOMETER | ET-100A | NOT FOUND | TIMESCO | PM | 1 | 15
386 | IN SERVICE | SOL4799 | ST MARY'S COMMUNITY HEALTH CAMPUS | COMMUNITY NURSING TEAM | THERMOMETER | ET-100A | 2D | TIMESCO | PM | 1 | 15
388 | IN SERVICE | SOL2782 | PETERSFIELD COMMUNITY HOSPITAL | DENTAL-DECONTAMINATION ROOM | DENTAL SUCTION UNIT | TURBO JET | CCL72917 | CATTANI | ASSET ONLY | 5 | NOT TO BE PRICED
390 | IN SERVICE | SOL2750 | PETERSFIELD COMMUNITY HOSPITAL | DENTAL-SURGERY 2 | DENTAL SUCTION UNIT | VSA 300S | V008971 | DURR DENTAL | OEM-AIH | 1 | 400
391 | IN SERVICE | SOL2752 | PETERSFIELD COMMUNITY HOSPITAL | DENTAL-SURGERY 2 | DENTAL APEX LOCATOR | DIGEST II | NOT FOUND | PARKELL INC | OEM-AIH | 1 | 10
393 | IN SERVICE | SOL2741 | PETERSFIELD COMMUNITY HOSPITAL | DENTAL-SURGERY 1 | DENTAL LIGHT | 10-500 | AV15H0634 | BELMONT | ASSET ONLY | 5 | NOT TO BE PRICED
395 | IN SERVICE | SOL5519 | PETERSFIELD COMMUNITY HOSPITAL | DENTAL-DENTAL CLINIC | DENTAL HOT AIR BLOWER | SAFE AIR | 10467 | CARBOLITE | OEM-AIH | 1 | 20
397 | IN SERVICE | SOL7019 | SOMERSTOWN HEALTH CENTRE | DENTAL-DENTAL CLINIC | DENTAL HOT AIR BLOWER | SAFE AIR | 5804 | CARBOLITE | OEM-AIH | 1 | 20
398 | IN SERVICE | SOL3176 | GOSPORT WAR MEMORIAL HOSPITAL | DENTAL-SURGERY 1 | DENTAL AMALGAMATOR | PROMIX | 6183 | DENTSPLY | OEM-AIH | 1 | 25
399 | IN SERVICE | SOL2728 | PETERSFIELD COMMUNITY HOSPITAL | DENTAL-SURGERY 1 | DEFIBRILLATOR-AED | HEARTSTART FR2 | 1008290603 | PHILIPS HEALTHCARE | ASSET ONLY | 1 | NOT TO BE PRICED
401 | IN SERVICE | SOL3199 | GOSPORT WAR MEMORIAL HOSPITAL | DENTAL-STORE ROOM | DENTAL DRILL | ENDOMATE | B03099 | NSK | OEM-AIH | 1 | 45
402 | IN SERVICE | SOL7754 | GOSPORT WAR MEMORIAL HOSPITAL | DENTAL-DENTAL CLINIC | DENTAL DRILL | ENDOMATE | B02376 | NSK | OEM-AIH | 1 | 45
403 | IN SERVICE | SOL3232 | GOSPORT WAR MEMORIAL HOSPITAL | DENTAL-DECONTAMINATION ROOM | DENTAL RO SYSTEM | AP-600P | WFS23491757H | AQUAPRO | ASSET ONLY | 1 | NOT TO BE PRICED
404 | IN SERVICE | SOL3227 | GOSPORT WAR MEMORIAL HOSPITAL | DENTAL-DECONTAMINATION ROOM | AUTOCLAVE | OPTIDENT | HP001083 | STERILOX TECHNOLOGIES | ASSET ONLY | 1 | NOT TO BE PRICED
405 | IN SERVICE | SOL3219 | GOSPORT WAR MEMORIAL HOSPITAL | DENTAL-DECONTAMINATION ROOM | INR CHARGER | COAGUCHEK XS PLUS | UP0688341 | ROCHE DIAGNOSTICS | ASSET ONLY | 1 | NOT TO BE PRICED
407 | IN SERVICE | SOL2790 | HAVANT HEALTH CENTRE | DENTAL-SURGERY 2 | INR CHARGER | COAGUCHEK XS PLUS | UP0688177 | ROCHE DIAGNOSTICS | ASSET ONLY | 1 | NOT TO BE PRICED
409 | IN SERVICE | SOL3173 | GOSPORT WAR MEMORIAL HOSPITAL | DENTAL-SURGERY 1 | DENTAL APEX LOCATOR | ELEMENTS | 91-16614 | SYBRONENDO | OEM-AIH | 1 | 10
410 | IN SERVICE | SOL3154 | GOSPORT WAR MEMORIAL HOSPITAL | DENTAL-SURGERY 2 | DENTAL APEX LOCATOR | 7005 | 74-2400 | ANALYTIC TECHNOLOGY | OEM-AIH | 1 | 10
411 | IN SERVICE | SOL3162 | GOSPORT WAR MEMORIAL HOSPITAL | DENTAL-SURGERY 2 | ENDODONTIC HEAT SOURCE | SYSTEM B | 15-32288 | ANALYTIC TECHNOLOGY | OEM-AIH | 1 | 30
412 | IN SERVICE | SOL3163 | GOSPORT WAR MEMORIAL HOSPITAL | DENTAL-SURGERY 2 | ENDODONTIC HEAT SOURCE | SYSTEM B | 91-15884 | ANALYTIC TECHNOLOGY | OEM-AIH | 1 | 30
413 | IN SERVICE | SOL3185 | GOSPORT WAR MEMORIAL HOSPITAL | DENTAL-SURGERY 3 | DENTAL DRILL | TCM ENDO | 0211U0910R | NOUVAG | OEM-AIH | 1 | 45
414 | IN SERVICE | SOL2760 | PETERSFIELD COMMUNITY HOSPITAL | DENTAL-SURGERY 2 | DENTAL DRILL | TCM ENDO | MK4071 | NOUVAG | OEM-AIH | 1 | 45
417 | IN SERVICE | SOL3193 | GOSPORT WAR MEMORIAL HOSPITAL | DENTAL-SURGERY 3 | DENTAL X RAY | X-MIND DC | 17500 | ACTEON | ASSET ONLY | 1 | NOT TO BE PRICED
418 | IN SERVICE | SOL3181 | GOSPORT WAR MEMORIAL HOSPITAL | DENTAL-SURGERY 3 | DENTAL X RAY | X-MIND DC | D09846 | ACTEON | ASSET ONLY | 1 | NOT TO BE PRICED
419 | IN SERVICE | SOL3171 | GOSPORT WAR MEMORIAL HOSPITAL | DENTAL-SURGERY 1 | DENTAL X RAY | X-MIND DC | D09845 | ACTEON | ASSET ONLY | 1 | NOT TO BE PRICED
420 | IN SERVICE | SOL2757 | PETERSFIELD COMMUNITY HOSPITAL | DENTAL-SURGERY 2 | DENTAL CURING LIGHT | OPTIMA 10 | L15B0152H2 | BA INTERNATIONAL | OEM-AIH | 1 | 15
421 | IN SERVICE | SOL3189 | GOSPORT WAR MEMORIAL HOSPITAL | DENTAL-SURGERY 3 | DENTAL CURING LIGHT | OPTIMA 10 | L1590076H2 | BA INTERNATIONAL | OEM-AIH | 1 | 15
422 | IN SERVICE | SOL3157 | GOSPORT WAR MEMORIAL HOSPITAL | DENTAL-SURGERY 2 | DENTAL CURING LIGHT | LED | C13A0194B | WOODPECKER | OEM-AIH | 1 | 15
423 | IN SERVICE | SOL3175 | GOSPORT WAR MEMORIAL HOSPITAL | DENTAL-SURGERY 1 | DENTAL CURING LIGHT | OPTIMA 10 | L1590074H2 | BA INTERNATIONAL | OEM-AIH | 1 | 15
426 | IN SERVICE | SOL2726 | PETERSFIELD COMMUNITY HOSPITAL | DENTAL-SURGERY 1 | DENTAL AMALGAMATOR | SILAMAT S5 | 5324 | IVOCLAR VIVADENT | OEM-AIH | 1 | 25
427 | IN SERVICE | SOL3210 | GOSPORT WAR MEMORIAL HOSPITAL | DENTAL-X-RAY ROOM | DENTAL AIR ABRASION UNIT | DV-1 | 5600343 | CRYSTALMARK DENTAL SYSTEMS | OEM-AIH | 1 | 35
428 | IN SERVICE | SOL3133 | GOSPORT WAR MEMORIAL HOSPITAL | DENTAL-SURGERY 2 | DENTAL MICROSCOPE | A SERIES | LB-2432253 | GLOBAL | ASSET ONLY | 5 | NOT TO BE PRICED
429 | IN SERVICE | SOL4832 | ST MARY'S COMMUNITY HEALTH CAMPUS | COMMUNITY NURSING TEAM | EAR IRRIGATOR | PROPULSE 2 | 10218 | MIRAGE HEALTH | PM | 1 | 30
431 | IN SERVICE | SOL5660 | ST MARY'S COMMUNITY HEALTH CAMPUS | PORTSMOUTH REHAB AND REABLEMENT TEAM - PRRT | BLOOD PRESSURE MONITOR | DUPLEX ANERIOD | 150300139 | ACCOSON | PM | 1 | 8
435 | IN SERVICE | SOL7149 | ST MARY'S COMMUNITY HEALTH CAMPUS | COMMUNITY NURSING TEAM | ASPIRATOR | LSU | 78111578402 | LAERDAL MEDICAL | PM | 1 | 25
436 | IN SERVICE | SOL4825 | ST MARY'S COMMUNITY HEALTH CAMPUS | COMMUNITY NURSING TEAM | INFUSION PUMP-SYRINGE | T34 | S83860 | CME MCKINLEY | PM | 1 | 55
439 | IN SERVICE | SOL0853 | ST MARY'S COMMUNITY HEALTH CAMPUS | COMMUNITY NURSING TEAM | NEBULISER | PORTA-NEB | 11AG350361 | PHILIPS HEALTHCARE | PM | 1 | 15
443 | IN SERVICE | SOL4822 | ST MARY'S COMMUNITY HEALTH CAMPUS | COMMUNITY NURSING TEAM | INFUSION PUMP-SYRINGE | T34 | S83806 | CME MCKINLEY | PM | 1 | 55
444 | IN SERVICE | SOL4824 | ST MARY'S COMMUNITY HEALTH CAMPUS | COMMUNITY NURSING TEAM | INFUSION PUMP-SYRINGE | T34 | S79573 | CME MCKINLEY | PM | 1 | 55
445 | IN SERVICE | SOL1177 | MEDINA HOUSE | COMMUNITY NURSING-FIRST FLOOR | INFUSION PUMP-SYRINGE | T34 | S79517 | CME MCKINLEY | PM | 1 | 55
446 | IN SERVICE | SOL2800 | HAVANT HEALTH CENTRE | DENTAL-SURGERY 3 | DENTAL APEX LOCATOR | 7005 | 75-14270 | ANALYTIC TECHNOLOGY | OEM-AIH | 1 | 10
447 | IN SERVICE | SOL3153 | GOSPORT WAR MEMORIAL HOSPITAL | DENTAL-SURGERY 2 | DENTAL APEX LOCATOR | 7005 | 75-5328 | ANALYTIC TECHNOLOGY | OEM-AIH | 1 | 10
449 | IN SERVICE | SOL2738 | PETERSFIELD COMMUNITY HOSPITAL | DENTAL-SURGERY 1 | DENTAL X RAY INTRA ORAL | NOMAD PRO | XB101004-03 | KAVO DENTAL | ASSET ONLY | 1 | NOT TO BE PRICED
450 | IN SERVICE | SOL2844 | HAVANT HEALTH CENTRE | DENTAL-DARK ROOM | DENTAL X RAY INTRA ORAL | NOMAD PRO | XB100930-02 | KAVO DENTAL | ASSET ONLY | 1 | NOT TO BE PRICED
451 | IN SERVICE | SOL1960 | EASTNEY HEALTH CENTRE | DENTAL-STORE ROOM | DENTAL X RAY INTRA ORAL | NOMAD PRO | XB100930-08 | KAVO DENTAL | ASSET ONLY | 1 | NOT TO BE PRICED
452 | IN SERVICE | SOL2817 | HAVANT HEALTH CENTRE | DENTAL-X-RAY ROOM | DENTAL SCAVENGING UNIT | MINISCAV | 11473 | RA MEDICAL | ASSET ONLY | 1 | NOT TO BE PRICED
453 | IN SERVICE | SOL2847 | HAVANT HEALTH CENTRE | DENTAL-X-RAY ROOM | DENTAL DRILL | STRONG | T25R12NDY007 | SAESHIN | OEM-AIH | 1 | 45
454 | IN SERVICE | SOL1952 | EASTNEY HEALTH CENTRE | DENTAL-SURGERY ROOM | DENTAL SUCTION UNIT | VSA 300 | L002823 | DURR DENTAL | OEM-AIH | 1 | 400
457 | IN SERVICE | SOL1956 | EASTNEY HEALTH CENTRE | DENTAL-SURGERY ROOM | ULTRASONIC ACTIVITY METER | HYGEA WAND | UEM20811 | ULTRAWAVE | ASSET ONLY | 1 | NOT TO BE PRICED
459 | IN SERVICE | SOL1190 | EASTNEY HEALTH CENTRE | DENTAL-DENTAL CLINIC | DENTAL CHAIR | VOYAGER-DENTAL CHAIR | FB11534 | BELMONT | ASSET ONLY | 1 | NOT TO BE PRICED
461 | IN SERVICE | SOL1905 | SOMERSTOWN HEALTH CENTRE | DENTAL-SURGERY 1 | DENTAL SUCTION UNIT | MICRO SMART | VM217150 | CATTANI | ASSET ONLY | 5 | NOT TO BE PRICED
462 | IN SERVICE | SOL1920 | SOMERSTOWN HEALTH CENTRE | DENTAL-SURGERY 2 | DENTAL SUCTION UNIT | MICRO SMART | WM217149 | CATTANI | ASSET ONLY | 5 | NOT TO BE PRICED
466 | IN SERVICE | SOL2775 | PETERSFIELD COMMUNITY HOSPITAL | DENTAL-DECONTAMINATION ROOM | DENTAL WASHER DISINFECTOR | DS 50 DRS | 1016032 | STEELCO | ASSET ONLY | 1 | NOT TO BE PRICED
467 | IN SERVICE | SOL1899 | SOMERSTOWN HEALTH CENTRE | DENTAL-DECONTAMINATION ROOM | DENTAL WASHER DISINFECTOR | DS 50 DRS | 1401610D3030 | STEELCO | ASSET ONLY | 1 | NOT TO BE PRICED
468 | IN SERVICE | SOL1897 | SOMERSTOWN HEALTH CENTRE | DENTAL-DECONTAMINATION ROOM | DENTAL RO SYSTEM | BIOPURE 7/15 | 4008 | ELGA LABWATER | ASSET ONLY | 1 | NOT TO BE PRICED
470 | IN SERVICE | SOL1898 | SOMERSTOWN HEALTH CENTRE | DENTAL-DECONTAMINATION ROOM | DENTAL RO SYSTEM | A1401 | 3711738201 | ALFA | ASSET ONLY | 1 | NOT TO BE PRICED
471 | IN SERVICE | SOL1895 | SOMERSTOWN HEALTH CENTRE | DENTAL-DECONTAMINATION ROOM | BLOOD PRESSURE MONITOR | BP3AC1-1 | 39800496 | MICROLIFE HEALTH | OEM-AIH | 1 | 8
472 | IN SERVICE | SOL3202 | GOSPORT WAR MEMORIAL HOSPITAL | DENTAL-STORE ROOM | BLOOD PRESSURE MONITOR | BP3AC1-1 | 25040996 | MICROLIFE HEALTH | OEM-AIH | 1 | 8
473 | IN SERVICE | SOL2756 | PETERSFIELD COMMUNITY HOSPITAL | DENTAL-SURGERY 2 | DENTAL APEX LOCATOR | 7005 | 75-14236 | ANALYTIC TECHNOLOGY | OEM-AIH | 1 | 10
474 | IN SERVICE | SOL1196 | EASTNEY HEALTH CENTRE | DENTAL-DENTAL CLINIC | DENTAL APEX LOCATOR | APEX POINTER | 76-3130 | MICRO MEGA | OEM-AIH | 1 | 10
475 | IN SERVICE | SOL1878 | SOMERSTOWN HEALTH CENTRE | DENTAL-SURGERY 2 | DENTAL AMALGAMATOR | CAPMIX | 160075 | 3M HEALTH CARE LTD | OEM-AIH | 1 | 25
476 | IN SERVICE | SOL2780 | NEW MILTON HEALTH CENTRE | DENTAL-SURGERY ROOM | DENTAL CART | 5200 | B32690 | FOREST DENTAL PRODUCTS INC | ASSET ONLY | 1 | NOT TO BE PRICED
481 | IN SERVICE | SOL1882 | SOMERSTOWN HEALTH CENTRE | DENTAL-SURGERY 2 | DENTAL CART | CLESTA II | AU14H0091 | BELMONT | ASSET ONLY | 1 | NOT TO BE PRICED
483 | IN SERVICE | SOL3198 | GOSPORT WAR MEMORIAL HOSPITAL | DENTAL-STORE ROOM | DENTAL CART | 5200 | A10184 | FOREST DENTAL PRODUCTS INC | ASSET ONLY | 5 | NOT TO BE PRICED
484 | IN SERVICE | SOL1883 | SOMERSTOWN HEALTH CENTRE | DENTAL-SURGERY 2 | DENTAL CHAIR | CLEO-DENTAL CHAIR | AC14J0117 | BELMONT | ASSET ONLY | 1 | NOT TO BE PRICED
485 | IN SERVICE | SOL1909 | SOMERSTOWN HEALTH CENTRE | DENTAL-SURGERY 1 | DENTAL CHAIR | CLEO-DENTAL CHAIR | AC14G0107 | BELMONT | ASSET ONLY | 1 | NOT TO BE PRICED
486 | IN SERVICE | SOL3164 | GOSPORT WAR MEMORIAL HOSPITAL | DENTAL-SURGERY 2 | DENTAL CHAIR | CLEO-DENTAL CHAIR | ACD050141 | BELMONT | ASSET ONLY | 1 | NOT TO BE PRICED
487 | IN SERVICE | SOL3205 | GOSPORT WAR MEMORIAL HOSPITAL | DENTAL-X-RAY ROOM | WHEELCHAIR-RECLINER (TIPPER) | COMPACT | C115 | DESIGN SPECIFIC | ASSET ONLY | 1 | NOT TO BE PRICED
489 | IN SERVICE | SOL1914 | SOMERSTOWN HEALTH CENTRE | DENTAL-DENTAL CLINIC | WHEELCHAIR-RECLINER (TIPPER) | COMPACT | C190 | DESIGN SPECIFIC | ASSET ONLY | 1 | NOT TO BE PRICED
491 | IN SERVICE | SOL2816 | HAVANT HEALTH CENTRE | DENTAL-X-RAY ROOM | DENTAL SCAVENGING UNIT | MINISCAV | 204724409448819 | RA MEDICAL | ASSET ONLY | 1 | NOT TO BE PRICED
494 | IN SERVICE | SOL1221 | EASTNEY HEALTH CENTRE | PODIATRY-PODIATRY CLINIC | PLINTH | 503E | 503CDC41105419 | PLINTH MEDICAL | PM | 1 | 35
495 | IN SERVICE | SOL5580 | ANDOVER HEALTH CENTRE | DENTAL-DIRTY UTILITY ROOM | PRINTER | WP-P610 | P617100002 | NITRAM | ASSET ONLY | 5 | NOT TO BE PRICED
496 | IN SERVICE | SOL5581 | ANDOVER HEALTH CENTRE | DENTAL-DIRTY UTILITY ROOM | PRINTER | AP863-F | NOT FOUND | ABLE SYSTEM LTD | ASSET ONLY | 5 | NOT TO BE PRICED
497 | IN SERVICE | SOL5586 | ANDOVER HEALTH CENTRE | DENTAL-ROOM 2 | DENTAL PULP TESTER | DIGITEST | 510 | PARKELL INC | OEM-AIH | 1 | 10
498 | IN SERVICE | SOL2801 | HAVANT HEALTH CENTRE | DENTAL-SURGERY 3 | DENTAL PULP TESTER | DIGITEST | G86686 | PARKELL INC | OEM-AIH | 1 | 10
499 | IN SERVICE | SOL3184 | GOSPORT WAR MEMORIAL HOSPITAL | DENTAL-SURGERY 3 | DENTAL PULP TESTER | DIGITEST | G88629 | PARKELL INC | OEM-AIH | 1 | 10
500 | IN SERVICE | SOL1968 | SOMERSTOWN HEALTH CENTRE | DENTAL-STORE ROOM | DENTAL PULP TESTER | DIGITEST | G93201 | PARKELL INC | OEM-AIH | 1 | 10
501 | IN SERVICE | SOL5587 | ANDOVER HEALTH CENTRE | DENTAL-ROOM 2 | DENTAL APEX LOCATOR | RAYPEX 5 | R0820520 | VDW DENTAL | OEM-AIH | 1 | 10
502 | IN SERVICE | SOL5565 | ANDOVER HEALTH CENTRE | DENTAL-ROOM 1 | DENTAL X RAY INTRA ORAL | PHOT-X-II | EX06L0359 | BELMONT | ASSET ONLY | 1 | NOT TO BE PRICED
503 | IN SERVICE | SOL5594 | ANDOVER HEALTH CENTRE | DENTAL-ROOM 2 | DENTAL X RAY INTRA ORAL | PHOT-X-II | EC062K0255 | BELMONT | ASSET ONLY | 1 | NOT TO BE PRICED
504 | IN SERVICE | SOL1205 | EASTNEY HEALTH CENTRE | DENTAL-DENTAL CLINIC | DENTAL X RAY INTRA ORAL | PHOT-X-II | EX07J0558 | BELMONT | ASSET ONLY | 1 | NOT TO BE PRICED
505 | IN SERVICE | SOL2824 | HAVANT HEALTH CENTRE | DENTAL-X-RAY ROOM | DENTAL X RAY INTRA ORAL | PHOT-X-II | EX07J0557 | BELMONT | ASSET ONLY | 1 | NOT TO BE PRICED
506 | IN SERVICE | SOL2747 | PETERSFIELD COMMUNITY HOSPITAL | DENTAL-SURGERY 2 | DENTAL X RAY INTRA ORAL | PHOT-X-II | EX07H0455 | BELMONT | ASSET ONLY | 1 | NOT TO BE PRICED
507 | IN SERVICE | SOL1881 | SOMERSTOWN HEALTH CENTRE | DENTAL-SURGERY 2 | DENTAL X RAY INTRA ORAL | PHOT-X-II | EX14I0174 | BELMONT | ASSET ONLY | 1 | NOT TO BE PRICED
508 | IN SERVICE | SOL1907 | SOMERSTOWN HEALTH CENTRE | DENTAL-SURGERY 1 | DENTAL X RAY INTRA ORAL | PHOT-X-II | EX14I0173 | BELMONT | ASSET ONLY | 1 | NOT TO BE PRICED
509 | IN SERVICE | SOL5592 | ANDOVER HEALTH CENTRE | DENTAL-ROOM 2 | DENTAL AMALGAMATOR | PROMIX | 5371 | DENTSPLY | OEM-AIH | 1 | 25
510 | IN SERVICE | SOL5585 | ANDOVER HEALTH CENTRE | DENTAL-ROOM 2 | X RAY FILM VIEWER | RINN | NOT FOUND | DENTSPLY | OEM-AIH | 1 | 25
511 | IN SERVICE | SOL5605 | ANDOVER HEALTH CENTRE | DENTAL-ROOM 3 | DENTAL LIGHT | 10-500 | NOT FOUND | BELMONT | OEM-AIH | 1 | 8
512 | IN SERVICE | SOL5563 | ANDOVER HEALTH CENTRE | DENTAL-ROOM 1 | DENTAL X RAY INTRA ORAL | PHOT-X-II | EH06L0359 | BELMONT | ASSET ONLY | 1 | NOT TO BE PRICED
513 | IN SERVICE | SOL5590 | ANDOVER HEALTH CENTRE | DENTAL-ROOM 2 | DENTAL X RAY INTRA ORAL | PHOT-X-II | EH06K0255 | BELMONT | ASSET ONLY | 1 | NOT TO BE PRICED
514 | IN SERVICE | SOL1204 | EASTNEY HEALTH CENTRE | DENTAL-DENTAL CLINIC | DENTAL X RAY INTRA ORAL | PHOT-X-II | EH07J0558 | BELMONT | ASSET ONLY | 1 | NOT TO BE PRICED
515 | IN SERVICE | SOL2823 | HAVANT HEALTH CENTRE | DENTAL-X-RAY ROOM | DENTAL X RAY INTRA ORAL | PHOT-X-II | EH07J0557 | BELMONT | ASSET ONLY | 1 | NOT TO BE PRICED
516 | IN SERVICE | SOL1880 | SOMERSTOWN HEALTH CENTRE | DENTAL-SURGERY 2 | DENTAL X RAY INTRA ORAL | PHOT-X-II | EH14I0174 | BELMONT | ASSET ONLY | 1 | NOT TO BE PRICED
517 | IN SERVICE | SOL1906 | SOMERSTOWN HEALTH CENTRE | DENTAL-SURGERY 1 | DENTAL X RAY INTRA ORAL | PHOT-X-II | EH1410173 | BELMONT | ASSET ONLY | 1 | NOT TO BE PRICED
518 | IN SERVICE | SOL5537 | PICKLES COPPICE | DENTAL-CLINIC ROOM | DENTAL APEX LOCATOR | RAYPEX 5 | PX2014081605 | VDW DENTAL | OEM-AIH | 1 | 10
520 | IN SERVICE | SOL1892 | SOMERSTOWN HEALTH CENTRE | DENTAL-DECONTAMINATION ROOM | GLUCOMETER | ACCU-CHEK PERFORMA | 55207493258 | ROCHE DIAGNOSTICS | ASSET ONLY | 1 | NOT TO BE PRICED
522 | IN SERVICE | SOL1966 | EASTNEY HEALTH CENTRE | DENTAL-SURGERY ROOM | GLUCOMETER | ACCU-CHEK PERFORMA | 55207542474 | ROCHE DIAGNOSTICS | ASSET ONLY | 1 | NOT TO BE PRICED
523 | IN SERVICE | SOL2789 | HAVANT HEALTH CENTRE | DENTAL-SURGERY 2 | GLUCOMETER | ACCU-CHEK PERFORMA | 55205886014 | ROCHE DIAGNOSTICS | ASSET ONLY | 1 | NOT TO BE PRICED
524 | IN SERVICE | SOL3224 | GOSPORT WAR MEMORIAL HOSPITAL | DENTAL-DECONTAMINATION ROOM | GLUCOMETER | ACCU-CHEK PERFORMA | 55207500076 | ROCHE DIAGNOSTICS | ASSET ONLY | 1 | NOT TO BE PRICED
525 | IN SERVICE | SOL3223 | GOSPORT WAR MEMORIAL HOSPITAL | DENTAL-DECONTAMINATION ROOM | GLUCOMETER | ACCU-CHEK PERFORMA | 55207506205 | ROCHE DIAGNOSTICS | ASSET ONLY | 1 | NOT TO BE PRICED
526 | IN SERVICE | SOL2755 | PETERSFIELD COMMUNITY HOSPITAL | DENTAL-SURGERY 2 | GLUCOMETER | ACCU-CHEK PERFORMA | 55207853141 | ROCHE DIAGNOSTICS | ASSET ONLY | 1 | NOT TO BE PRICED
527 | IN SERVICE | SOL1894 | SOMERSTOWN HEALTH CENTRE | DENTAL-DECONTAMINATION ROOM | PULSE OXIMETER-FINGER | 9006368 | 143219900138 | HENRY SCHEIN | OEM-AIH | 1 | 15
530 | IN SERVICE | SOL3220 | GOSPORT WAR MEMORIAL HOSPITAL | DENTAL-DECONTAMINATION ROOM | PULSE OXIMETER-FINGER | 9006368 | 143219900500 | HENRY SCHEIN | OEM-AIH | 1 | 15
532 | IN SERVICE | SOL2735 | PETERSFIELD COMMUNITY HOSPITAL | DENTAL-SURGERY 1 | PULSE OXIMETER-FINGER | 9006368 | 143219900164 | HENRY SCHEIN | OEM-AIH | 1 | 15
534 | IN SERVICE | SOL1887 | SOMERSTOWN HEALTH CENTRE | DENTAL-DECONTAMINATION ROOM | INCUBATOR-TEST SAMPLE | 1401 | 10041558 | ALBERT BROWNE LTD | OEM-AIH | 1 | 90
536 | IN SERVICE | SOL5583 | ANDOVER HEALTH CENTRE | DENTAL-DIRTY UTILITY ROOM | INCUBATOR-TEST SAMPLE | 1401 | 5123576 | ALBERT BROWNE LTD | OEM-AIH | 1 | 90
537 | IN SERVICE | SOL1193 | EASTNEY HEALTH CENTRE | DENTAL-DENTAL CLINIC | INCUBATOR-TEST SAMPLE | 1401 | 10041570 | ALBERT BROWNE LTD | OEM-AIH | 1 | 90
538 | IN SERVICE | SOL1211 | EASTNEY HEALTH CENTRE | DENTAL-DENTAL CLINIC | INCUBATOR-TEST SAMPLE | 1401 | 10041559 | ALBERT BROWNE LTD | OEM-AIH | 1 | 90
539 | IN SERVICE | SOL3228 | GOSPORT WAR MEMORIAL HOSPITAL | DENTAL-DECONTAMINATION ROOM | INCUBATOR-TEST SAMPLE | 1401 | 5123816 | ALBERT BROWNE LTD | OEM-AIH | 1 | 90
541 | IN SERVICE | SOL1889 | SOMERSTOWN HEALTH CENTRE | DENTAL-DECONTAMINATION ROOM | AUTOCLAVE | LITTLE SISTER 3000B | L3BB5H1550 | ESCHMANN | ASSET ONLY | 1 | NOT TO BE PRICED
543 | IN SERVICE | SOL3216 | GOSPORT WAR MEMORIAL HOSPITAL | DENTAL-DECONTAMINATION ROOM | AUTOCLAVE | LITTLE SISTER 3 | LCB-6E-4876 | ESCHMANN | ASSET ONLY | 1 | NOT TO BE PRICED
544 | IN SERVICE | SOL3662 | BRAMBLYS GRANGE HEALTH CENTRE | DENTAL-X-RAY ROOM | SCALES | 778 | NOT FOUND | SECA LTD | OEM-AIH | 1 | 70
545 | IN SERVICE | SOL3643 | BRAMBLYS GRANGE HEALTH CENTRE | DENTAL-STORE ROOM | BLOOD PRESSURE MONITOR | UA-767 | 5150302860 | A&D INSTRUMENTS | OEM-AIH | 1 | 8
546 | IN SERVICE | SOL5582 | ANDOVER HEALTH CENTRE | DENTAL-DIRTY UTILITY ROOM | LIGHT-EXAMINATION | OPTICA 388W | 2913.5 | BRANDON MEDICAL | OEM-AIH | 1 | 8
547 | IN SERVICE | SOL3633 | BRAMBLYS GRANGE HEALTH CENTRE | DENTAL-DECONTAMINATION ROOM | LIGHT-EXAMINATION | OPTICA 388W | 287082 | BRANDON MEDICAL | OEM-AIH | 1 | 8
548 | IN SERVICE | SOL1201 | EASTNEY HEALTH CENTRE | DENTAL-DENTAL CLINIC | LIGHT-EXAMINATION | OPTICA 388W | 607100027 | BRANDON MEDICAL | OEM-AIH | 1 | 8
549 | IN SERVICE | SOL1215 | ROYAL SOUTH HANTS HOSPITAL | DENTAL-DENTAL CLINIC | LIGHT-EXAMINATION | OPTICA 388W | 6007100026 | BRANDON MEDICAL | OEM-AIH | 1 | 8
550 | IN SERVICE | SOL3225 | GOSPORT WAR MEMORIAL HOSPITAL | DENTAL-DECONTAMINATION ROOM | LIGHT-EXAMINATION | OPTICA 388W | 111898677 | BRANDON MEDICAL | OEM-AIH | 1 | 8
551 | IN SERVICE | SOL2835 | HAVANT HEALTH CENTRE | DENTAL-DECONTAMINATION ROOM | LIGHT-EXAMINATION | OPTICA 388W | 28708 | BRANDON MEDICAL | OEM-AIH | 1 | 8
552 | IN SERVICE | SOL2764 | PETERSFIELD COMMUNITY HOSPITAL | DENTAL-DECONTAMINATION ROOM | LIGHT-EXAMINATION | OPTICA 388W | 5863 | BRANDON MEDICAL | OEM-AIH | 1 | 8
553 | IN SERVICE | SOL1888 | SOMERSTOWN HEALTH CENTRE | DENTAL-DECONTAMINATION ROOM | LIGHT-EXAMINATION | OPTICA 388W | 607100026 | BRANDON MEDICAL | OEM-AIH | 1 | 8
555 | IN SERVICE | SOL7606 | LEE-ON-SOLENT HEALTH CENTRE | PODIATRY-PODIATRY CLINIC | DRILL-PODIATRY | BERCHTOLD S35 | 32758 | CANONBURY | PM | 1 | 45
557 | IN SERVICE | SOL0014 | ST MARY'S COMMUNITY HEALTH CAMPUS | SPINNAKER WARD | SCALES | 677 | 16770341054499 | SECA LTD | PM | 1 | 15
558 | IN SERVICE | SOL2743 | PETERSFIELD COMMUNITY HOSPITAL | DENTAL-SURGERY 1 | DENTAL X RAY INTRA ORAL | 073 SEARCHER | T1001B | BELMONT | ASSET ONLY | 1 | NOT TO BE PRICED
560 | IN SERVICE | SOL3642 | BRAMBLYS GRANGE HEALTH CENTRE | DENTAL-STORE ROOM | PULSE OXIMETER-HANDHELD | PM100N | MBH1505123 | COVIDIEN | OEM-AIH | 1 | 55
561 | IN SERVICE | SOL3656 | BRAMBLYS GRANGE HEALTH CENTRE | DENTAL-SURGERY 1 | DENTAL AMALGAMATOR | SILAMAT S5 | 5352 | IVOCLAR VIVADENT | OEM-AIH | 1 | 25
563 | IN SERVICE | SOL3669 | BRAMBLYS GRANGE HEALTH CENTRE | DENTAL-STORE ROOM | LIGHT SOURCE | XL3000 | 410462 | 3M HEALTH CARE LTD | OEM-AIH | 1 | 15
564 | IN SERVICE | SOL3651 | BRAMBLYS GRANGE HEALTH CENTRE | DENTAL-SURGERY 1 | BLOOD PRESSURE MONITOR | M7 | 2070102884LF | OMRON HEALTHCARE | OEM-AIH | 1 | 8
565 | IN SERVICE | SOL3714 | ALDERSHOT CENTRE FOR HEALTH | DENTAL-SURGERY 3 | PULSE OXIMETER-HANDHELD | TRUSAT M7 | FCC10260036SA | GE HEALTHCARE | OEM-AIH | 1 | 55
567 | IN SERVICE | SOL2642 | ROMSEY HOSPITAL | DENTAL-DENTAL CLINIC | DENTAL AMALGAMATOR | SILAMAT S5 | 401711 | IVOCLAR VIVADENT | OEM-AIH | 1 | 25
568 | IN SERVICE | SOL2664 | ROMSEY HOSPITAL | DENTAL-DENTAL CLINIC | DEFIBRILLATOR-AED | HEARTSTART FR2 | 309299005 | PHILIPS HEALTHCARE | ASSET ONLY | 1 | NOT TO BE PRICED
569 | IN SERVICE | SOL2658 | ROMSEY HOSPITAL | DENTAL-DENTAL CLINIC | ASPIRATOR | LSU | 78070667429 | LAERDAL MEDICAL | OEM-AIH | 1 | 25
571 | IN SERVICE | SOL5564 | ANDOVER HEALTH CENTRE | DENTAL-ROOM 1 | DENTAL X RAY FILM PROCESSOR | INTRA-X | NOT FOUND | VELOPEX | OEM-AIH | 1 | 25
572 | IN SERVICE | SOL5572 | ANDOVER HEALTH CENTRE | DENTAL-ROOM 1 | DENTAL AMALGAMATOR | SILAMAT S5 | 6069 | IVOCLAR VIVADENT | OEM-AIH | 1 | 25
573 | IN SERVICE | SOL5611 | ALDERSHOT CENTRE FOR HEALTH | DENTAL-ROOM 3 | DENTAL AMALGAMATOR | AUTOMIX | 31566 | KERR | OEM-AIH | 1 | 25
574 | IN SERVICE | SOL5624 | ANDOVER HEALTH CENTRE | DENTAL-STORE ROOM | DEFIBRILLATOR-AED | HEARTSTART FR2 | 1210890758 | PHILIPS HEALTHCARE | ASSET ONLY | 1 | NOT TO BE PRICED
576 | IN SERVICE | SOL5622 | ANDOVER HEALTH CENTRE | DENTAL-STORE ROOM | BLOOD PRESSURE MONITOR | M7 | 20070102883LF | OMRON HEALTHCARE | OEM-AIH | 1 | 8
577 | IN SERVICE | SOL2876 | ALDERSHOT CENTRE FOR HEALTH | SEXUAL HEALTH | BLOOD PRESSURE MONITOR | MX3 PLUS | 20071003519LF | OMRON HEALTHCARE | PM | 1 | 8
579 | IN SERVICE | SOL2872 | ALDERSHOT CENTRE FOR HEALTH | SEXUAL HEALTH | PLINTH | 3 SECTION | 58175/4 | WILLIAMS MEDICAL | PM | 1 | 35
580 | IN SERVICE | SOL2898 | ALDERSHOT CENTRE FOR HEALTH | SEXUAL HEALTH | MICROSCOPE | ECLIPSE E200MV | 106065 | NIKON UK LTD | OEM-CONTRACT PM | 1 | 95
581 | IN SERVICE | SOL3673 | ALDERSHOT CENTRE FOR HEALTH | DENTAL-SURGERY 1 | DENTAL AMALGAMATOR | AUTOMIX | 32329 | KERR | OEM-AIH | 1 | 25
582 | IN SERVICE | SOL3724 | ALDERSHOT CENTRE FOR HEALTH | DENTAL-SURGERY 3 | DENTAL ULTRASONIC SCALER | CAVITRON GEN | G131-10062 | DENTSPLY | OEM-AIH | 1 | 25
583 | IN SERVICE | SOL3712 | ALDERSHOT CENTRE FOR HEALTH | DENTAL-SURGERY 3 | DENTAL DRILL | OPTIMMIX 100 | 12000618 | KERR | OEM-AIH | 1 | 45
585 | IN SERVICE | SOL3695 | ALDERSHOT CENTRE FOR HEALTH | DENTAL-SURGERY 2 | DENTAL AMALGAMATOR | AUTOMIX | 30642 | KERR | OEM-AIH | 1 | 25
587 | IN SERVICE | SOL3678 | ALDERSHOT CENTRE FOR HEALTH | DENTAL-SURGERY 1 | DENTAL ULTRASONIC SCALER | CAVITRON SELECT SPS | 123-18829 | DENTSPLY | OEM-AIH | 1 | 25
590 | IN SERVICE | SOL2868 | ALDERSHOT CENTRE FOR HEALTH | SEXUAL HEALTH | LIGHT-EXAMINATION | MOBILE | NOT FOUND | LUXO LTD | PM | 1 | 10
591 | IN SERVICE | SOL2878 | ALDERSHOT CENTRE FOR HEALTH | SEXUAL HEALTH | LIGHT-EXAMINATION | MOBILE | NOT FOUND | LUXO LTD | PM | 1 | 10
592 | IN SERVICE | SOL2865 | ALDERSHOT CENTRE FOR HEALTH | SEXUAL HEALTH | LIGHT-EXAMINATION | C50FXMP | NOT FOUND | BRANDON MEDICAL | PM | 1 | 10
593 | IN SERVICE | SOL2874 | ALDERSHOT CENTRE FOR HEALTH | SEXUAL HEALTH | LIGHT-EXAMINATION | MOBILE | 8505-702-3302 | LUXO LTD | PM | 1 | 10
594 | IN SERVICE | SOL2883 | ALDERSHOT CENTRE FOR HEALTH | SEXUAL HEALTH | LIGHT-EXAMINATION | C50GXM | 5721.5 | BRANDON MEDICAL | PM | 1 | 10
595 | IN SERVICE | SOL2899 | ALDERSHOT CENTRE FOR HEALTH | SEXUAL HEALTH | HOT PLATE | MINI | SD1031M1204 | THERMO FISHER SCIENTIFIC | PM | 1 | 20
596 | IN SERVICE | SOL2888 | ALDERSHOT CENTRE FOR HEALTH | SEXUAL HEALTH | LIGHT-EXAMINATION | MOBILE | NOT FOUND | LUXO LTD | PM | 1 | 10
597 | IN SERVICE | SOL2892 | ROYAL SOUTH HANTS HOSPITAL | SEXUAL HEALTH | ULTRASOUND MACHINE DIAGNOSTIC | SONOSITE 180 PLUS | 036K22 | SONOSITE | OEM-AIH | 1 | 375
598 | IN SERVICE | SOL2867 | ALDERSHOT CENTRE FOR HEALTH | SEXUAL HEALTH | PLINTH | 2 SECTION | P0136353 | ARJO HUNTLEIGH | PM | 1 | 35
599 | IN SERVICE | SOL2882 | ALDERSHOT CENTRE FOR HEALTH | SEXUAL HEALTH | SCALES | 760 | 2760348114431 | SECA LTD | PM | 1 | 15
600 | IN SERVICE | SOL2871 | ALDERSHOT CENTRE FOR HEALTH | SEXUAL HEALTH | BLOOD PRESSURE MONITOR | BIG BEN ROUND | 110413931 | RIESTER RUDOLF | PM | 1 | 8
601 | IN SERVICE | SOL2873 | ALDERSHOT CENTRE FOR HEALTH | SEXUAL HEALTH | SCALES | 760 | 2760348114419 | SECA LTD | PM | 1 | 15
602 | IN SERVICE | SOL2887 | ALDERSHOT CENTRE FOR HEALTH | SEXUAL HEALTH | BLOOD PRESSURE MONITOR | BIG BEN ROUND | 110413927 | RIESTER RUDOLF | PM | 1 | 8
603 | IN SERVICE | SOL2864 | ALDERSHOT CENTRE FOR HEALTH | SEXUAL HEALTH | PLINTH | MEDICARE MULTI COUCH | 18852 | SEERS MEDICAL | PM | 1 | 35
604 | IN SERVICE | SOL2866 | ALDERSHOT CENTRE FOR HEALTH | SEXUAL HEALTH | SCALES | 799 | 2761323077396 | SECA LTD | PM | 1 | 15
606 | IN SERVICE | SOL2890 | ALDERSHOT CENTRE FOR HEALTH | SEXUAL HEALTH | SCALES | 761 | 2761043019058 | SECA LTD | PM | 1 | 15
607 | IN SERVICE | SOL2885 | ALDERSHOT CENTRE FOR HEALTH | SEXUAL HEALTH | COUCH-EXAMINATION | 503H | 503PE81708625 | PLINTH MEDICAL | PM | 1 | 20
608 | IN SERVICE | SOL2880 | ALDERSHOT CENTRE FOR HEALTH | SEXUAL HEALTH | BLOOD PRESSURE MONITOR | M6 COMFORT | 20120103896VG | OMRON HEALTHCARE | PM | 1 | 8
609 | IN SERVICE | SOL2870 | ALDERSHOT CENTRE FOR HEALTH | SEXUAL HEALTH | SCALES | 760 | 2760348114417 | SECA LTD | PM | 1 | 15
610 | IN SERVICE | SOL2881 | ALDERSHOT CENTRE FOR HEALTH | SEXUAL HEALTH | COUCH-EXAMINATION | 503H | 93G3X31120194A | PLINTH MEDICAL | PM | 1 | 20
611 | IN SERVICE | SOL2879 | ALDERSHOT CENTRE FOR HEALTH | SEXUAL HEALTH | SCALES | 760 | 2760348114415 | SECA LTD | PM | 1 | 15
612 | IN SERVICE | SOL2877 | ALDERSHOT CENTRE FOR HEALTH | SEXUAL HEALTH | COUCH-EXAMINATION | 503H | 93G3X311201998 | PLINTH MEDICAL | PM | 1 | 20
613 | IN SERVICE | SOL2869 | ALDERSHOT CENTRE FOR HEALTH | SEXUAL HEALTH | BLOOD PRESSURE MONITOR | BIG BEN ROUND | 120624432 | RIESTER RUDOLF | PM | 1 | 8
614 | IN SERVICE | SOL2896 | ALDERSHOT CENTRE FOR HEALTH | SEXUAL HEALTH | MEDICAL FRIDGE | PE207C | 2050-0038444441700 | LEC MEDICAL | PM | 1 | NOT TO BE PRICED
615 | IN SERVICE | SOL5617 | ANDOVER HEALTH CENTRE | DENTAL-X-RAY ROOM | DENTAL X RAY DIGITAL READER | CS7600 | DDCA046 | CARESTREAM HEALTHCARE | ASSET ONLY | 5 | NOT TO BE PRICED
616 | IN SERVICE | SOL3660 | BRAMBLYS GRANGE HEALTH CENTRE | DENTAL-X-RAY ROOM | DENTAL X RAY DIGITAL READER | CS7600 | DDCA026 | CARESTREAM HEALTHCARE | ASSET ONLY | 5 | NOT TO BE PRICED
617 | IN SERVICE | SOL3159 | GOSPORT WAR MEMORIAL HOSPITAL | DENTAL-SURGERY 2 | DENTAL DRILL | X-SMART | 5806937 | DENTSPLY | OEM-AIH | 1 | 45
618 | IN SERVICE | SOL3174 | GOSPORT WAR MEMORIAL HOSPITAL | DENTAL-SURGERY 1 | DENTAL DRILL | X-SMART | 5807006 | DENTSPLY | OEM-AIH | 1 | 45
619 | IN SERVICE | SOL1219 | EASTNEY HEALTH CENTRE | DENTAL-DENTAL CLINIC | DENTAL X RAY DIGITAL READER | CR7400 | 190309026 | CARESTREAM HEALTHCARE | ASSET ONLY | 5 | NOT TO BE PRICED
620 | IN SERVICE | SOL1220 | EASTNEY HEALTH CENTRE | DENTAL-DENTAL CLINIC | DENTAL X RAY DIGITAL READER | CS7600 | DDCA003 | CARESTREAM HEALTHCARE | ASSET ONLY | 5 | NOT TO BE PRICED
621 | IN SERVICE | SOL3203 | GOSPORT WAR MEMORIAL HOSPITAL | DENTAL-X-RAY ROOM | DENTAL X RAY DIGITAL READER | CS7600 | DFCA016 | CARESTREAM HEALTHCARE | ASSET ONLY | 5 | NOT TO BE PRICED
622 | IN SERVICE | SOL3149 | GOSPORT WAR MEMORIAL HOSPITAL | DENTAL-DENTAL CLINIC | DENTAL X RAY DIGITAL READER | CR7400 | 60509037 | CARESTREAM HEALTHCARE | ASSET ONLY | 5 | NOT TO BE PRICED
623 | IN SERVICE | SOL2843 | HAVANT HEALTH CENTRE | DENTAL-DARK ROOM | DENTAL X RAY DIGITAL READER | CR7400 | 210409077 | CARESTREAM HEALTHCARE | ASSET ONLY | 5 | NOT TO BE PRICED
624 | IN SERVICE | SOL2842 | HAVANT HEALTH CENTRE | DENTAL-DARK ROOM | DENTAL X RAY DIGITAL READER | CS7600 | DECA063 | CARESTREAM HEALTHCARE | ASSET ONLY | 5 | NOT TO BE PRICED
625 | IN SERVICE | SOL2784 | PETERSFIELD COMMUNITY HOSPITAL | DENTAL-DENTAL LAB | DENTAL X RAY DIGITAL READER | CR7400 | 210409074 | CARESTREAM HEALTHCARE | ASSET ONLY | 5 | NOT TO BE PRICED
626 | IN SERVICE | SOL2783 | PETERSFIELD COMMUNITY HOSPITAL | DENTAL-DENTAL LAB | DENTAL X RAY DIGITAL READER | CS7600 | DFCA019 | CARESTREAM HEALTHCARE | ASSET ONLY | 5 | NOT TO BE PRICED
627 | IN SERVICE | SOL1912 | SOMERSTOWN HEALTH CENTRE | DENTAL-X-RAY ROOM | DENTAL X RAY DIGITAL READER | CR7400 | 210409098 | CARESTREAM HEALTHCARE | ASSET ONLY | 5 | NOT TO BE PRICED
631 | IN SERVICE | SOL2772 | PETERSFIELD COMMUNITY HOSPITAL | DENTAL-SURGERY 2 | DENTAL SEDATION SYSTEM | MATRIX MDM | 948 | PORTER | ASSET ONLY | 1 | NOT TO BE PRICED
634 | IN SERVICE | SOL3638 | BRAMBLYS GRANGE HEALTH CENTRE | DENTAL-DECONTAMINATION ROOM | PRINTER | WP-P610 | 618100072 | SIRONA DENTAL | ASSET ONLY | 5 | NOT TO BE PRICED
635 | IN SERVICE | SOL2836 | HAVANT HEALTH CENTRE | DENTAL-DECONTAMINATION ROOM | PRINTER | DAC PRINTER | P618100002 | SIRONA DENTAL | ASSET ONLY | 5 | NOT TO BE PRICED
636 | IN SERVICE | SOL3231 | GOSPORT WAR MEMORIAL HOSPITAL | DENTAL-DECONTAMINATION ROOM | PRINTER | WP-P610 | P618100070 | NITRAM | ASSET ONLY | 5 | NOT TO BE PRICED
637 | IN SERVICE | SOL2776 | PETERSFIELD COMMUNITY HOSPITAL | DENTAL-SURGERY 2 | PRINTER | DAC PRINTER | G0701418 | SIRONA DENTAL | ASSET ONLY | 5 | NOT TO BE PRICED
638 | IN SERVICE | SOL2777 | PETERSFIELD COMMUNITY HOSPITAL | DENTAL-SURGERY 2 | PRINTER | DAC PRINTER | P618100076 | NITRAM | ASSET ONLY | 5 | NOT TO BE PRICED
639 | IN SERVICE | SOL2828 | HAVANT HEALTH CENTRE | DENTAL-DECONTAMINATION ROOM | PRINTER | DAC PRINTER | G0701416 | ABLE SYSTEM LTD | ASSET ONLY | 5 | NOT TO BE PRICED
640 | IN SERVICE | SOL2829 | HAVANT HEALTH CENTRE | DENTAL-DECONTAMINATION ROOM | PRINTER | DAC PRINTER | G0701407 | ABLE SYSTEM LTD | ASSET ONLY | 5 | NOT TO BE PRICED
641 | IN SERVICE | SOL1886 | SOMERSTOWN HEALTH CENTRE | DENTAL-DECONTAMINATION ROOM | PRINTER | DAC PRINTER | G0709395 | SIRONA DENTAL | ASSET ONLY | 5 | NOT TO BE PRICED
642 | IN SERVICE | SOL5579 | ANDOVER HEALTH CENTRE | DENTAL-DIRTY UTILITY ROOM | AUTOCLAVE | DAC UNIVERSAL | BH11055 | NITRAM | ASSET ONLY | 1 | NOT TO BE PRICED
643 | IN SERVICE | SOL3634 | BRAMBLYS GRANGE HEALTH CENTRE | DENTAL-DECONTAMINATION ROOM | AUTOCLAVE | DAC UNIVERSAL | BH11004 | NITRAM | ASSET ONLY | 1 | NOT TO BE PRICED
644 | IN SERVICE | SOL3657 | BRAMBLYS GRANGE HEALTH CENTRE | DENTAL-X-RAY ROOM | DENTAL X RAY INTRA ORAL | SEARCHER | R10004 | BELMONT | ASSET ONLY | 1 | NOT TO BE PRICED
645 | IN SERVICE | SOL2837 | HAVANT HEALTH CENTRE | DENTAL-DECONTAMINATION ROOM | AUTOCLAVE | DAC UNIVERSAL | BH11003 | NITRAM | ASSET ONLY | 1 | NOT TO BE PRICED
646 | IN SERVICE | SOL3230 | GOSPORT WAR MEMORIAL HOSPITAL | DENTAL-DECONTAMINATION ROOM | DENTAL HANDPIECE CLEANER | DAC UNIVERSAL | CH11083 | SIRONA DENTAL | ASSET ONLY | 1 | NOT TO BE PRICED
647 | IN SERVICE | SOL2778 | PETERSFIELD COMMUNITY HOSPITAL | DENTAL-DECONTAMINATION ROOM | AUTOCLAVE | DAC UNIVERSAL | 11014 | NITRAM | ASSET ONLY | 1 | NOT TO BE PRICED
648 | IN SERVICE | SOL1900 | SOMERSTOWN HEALTH CENTRE | DENTAL-DECONTAMINATION ROOM | DENTAL HANDPIECE CLEANER | DAC UNIVERSAL | 225134 | SIRONA DENTAL | ASSET ONLY | 1 | NOT TO BE PRICED
650 | IN SERVICE | SOL3666 | BRAMBLYS GRANGE HEALTH CENTRE | DENTAL-STORE ROOM | HOIST | MAJOR 190 | MJEL10104353 | OXFORD INSTRUMENTS | OEM-MEDACO | 1 | 90
651 | IN SERVICE | SOL3620 | BRAMBLYS GRANGE HEALTH CENTRE | DENTAL-SURGERY 3 | DENTAL DRILL | OPTIMMIX 100 | 12000601 | KERR | OEM-AIH | 1 | 45
652 | IN SERVICE | SOL3612 | BRAMBLYS GRANGE HEALTH CENTRE | DENTAL-SURGERY 3 | DENTAL X RAY INTRA ORAL | PHOT-X-II | EC09F0217 | BELMONT | ASSET ONLY | 1 | NOT TO BE PRICED
653 | IN SERVICE | SOL2657 | ROMSEY HOSPITAL | DENTAL-DENTAL CLINIC | GLUCOMETER | ACCU-CHEK PERFORMA | 55205856058 | ROCHE DIAGNOSTICS | ASSET ONLY | 1 | NOT TO BE PRICED
655 | IN SERVICE | SOL2666 | ROMSEY HOSPITAL | DENTAL-DENTAL CLINIC | DENTAL X RAY DIGITAL READER | CS7600 | DDCA086 | CARESTREAM HEALTHCARE | OEM-AIH | 1 | 495
656 | IN SERVICE | SOL2665 | ROMSEY HOSPITAL | DENTAL-DENTAL CLINIC | DENTAL X RAY DIGITAL READER | CR7400 | 191010005 | CARESTREAM HEALTHCARE | OEM-AIH | 1 | 495
657 | IN SERVICE | SOL2646 | ROMSEY HOSPITAL | DENTAL-DENTAL CLINIC | LIGHT-EXAMINATION | OPTICA 388W | 26172/3 | BRANDON MEDICAL | ASSET ONLY | 5 | NOT TO BE PRICED
658 | IN SERVICE | SOL2650 | ROMSEY HOSPITAL | DENTAL-DENTAL CLINIC | PRINTER | WP-P610 | P618100017 | NITRAM | OEM-AIH | 1 | 10
659 | IN SERVICE | SOL2652 | ROMSEY HOSPITAL | DENTAL-DENTAL CLINIC | DENTAL DRILL | ENDOMATE | NOT FOUND | NSK | OEM-AIH | 1 | 45
660 | IN SERVICE | SOL2653 | ROMSEY HOSPITAL | DENTAL-DENTAL CLINIC | INCUBATOR-TEST SAMPLE | 1401 | 10032363 | ALBERT BROWNE LTD | OEM-AIH | 1 | 90
665 | IN SERVICE | SOL2655 | ROMSEY HOSPITAL | DENTAL-DENTAL CLINIC | DENTAL ULTRASONIC SCALER | BOBCAT PRO | 130E05723 | DENTSPLY | OEM-AIH | 1 | 25
666 | IN SERVICE | SOL2659 | ROMSEY HOSPITAL | DENTAL-DENTAL CLINIC | DENTAL X RAY INTRA ORAL | ORALIX 65 | NOT FOUND | KAVO DENTAL | ASSET ONLY | 1 | NOT TO BE PRICED
667 | IN SERVICE | SOL2641 | ROMSEY HOSPITAL | DENTAL-DENTAL CLINIC | DENTAL CURING LIGHT | CU100R | BB0988 | PERFECTION PLUS | OEM-AIH | 1 | 15
668 | IN SERVICE | SOL2660 | ROMSEY HOSPITAL | DENTAL-DENTAL CLINIC | DENTAL CART | SERIES IV | 28173T | DCI | ASSET ONLY | 1 | NOT TO BE PRICED
669 | IN SERVICE | SOL2661 | ROMSEY HOSPITAL | DENTAL-DENTAL CLINIC | DENTAL CHAIR | VOYAGER I-DENTAL CHAIR | 4110264 | BELMONT | OEM-AIH | 1 | 200
675 | IN SERVICE | SOL6826 | ST MARY'S COMMUNITY HEALTH CAMPUS | PORTSMOUTH REHAB AND REABLEMENT TEAM - PRRT | GLUCOMETER | FREESTYLE OPTIUM NEO | LAMV358502380 | ABBOTS MEDICAL | ASSET ONLY | 1 | NOT TO BE PRICED
677 | IN SERVICE | SOL1094 | QUEEN ALEXANDRA HOSPITAL | DENTAL-POSWILLO DENTAL CENTRE | DENTAL X RAY INTRA ORAL | MODEL 096 | B05427 | BELMONT | ASSET ONLY | 1 | NOT TO BE PRICED
678 | IN SERVICE | SOL1093 | QUEEN ALEXANDRA HOSPITAL | DENTAL-POSWILLO DENTAL CENTRE | DENTAL X RAY INTRA ORAL | MODEL 096 | B05427 | BELMONT | ASSET ONLY | 1 | NOT TO BE PRICED
679 | IN SERVICE | SOL1098 | QUEEN ALEXANDRA HOSPITAL | DENTAL-POSWILLO DENTAL CENTRE | DENTAL CHAIR | VOYAGER-DENTAL CHAIR | ACE020122 | BELMONT | OEM-AIH | 1 | 200
681 | IN SERVICE | SOL3731 | ALDERSHOT CENTRE FOR HEALTH | DENTAL-CLEAN UTILITY ROOM | PRINTER | WP-P610 | P618100045 | NITRAM | ASSET ONLY | 5 | NOT TO BE PRICED
683 | IN SERVICE | SOL3725 | ALDERSHOT CENTRE FOR HEALTH | DENTAL-DIRTY UTILITY ROOM | LIGHT-EXAMINATION | C35GXM | NOT FOUND | BRANDON MEDICAL | OEM-AIH | 1 | 8
686 | IN SERVICE | SOL3726 | ALDERSHOT CENTRE FOR HEALTH | DENTAL-DIRTY UTILITY ROOM | DENTAL WASHER DISINFECTOR | LITTLE SISTER 7881 | 200211K00021 | ESCHMANN | ASSET ONLY | 1 | NOT TO BE PRICED
687 | IN SERVICE | SOL3700 | ALDERSHOT CENTRE FOR HEALTH | DENTAL-SURGERY 2 | DENTAL SUCTION UNIT | TURBO JET | WC200052 | CATTANI | ASSET ONLY | 5 | NOT TO BE PRICED
688 | IN SERVICE | SOL3715 | ALDERSHOT CENTRE FOR HEALTH | DENTAL-SURGERY 3 | DENTAL SUCTION UNIT | TURBO JET | LD105836 | CATTANI | ASSET ONLY | 5 | NOT TO BE PRICED
689 | IN SERVICE | SOL3685 | ALDERSHOT CENTRE FOR HEALTH | DENTAL-DENTAL CLINIC | DENTAL X RAY | X-MIND DC | D09126 | ACTEON | ASSET ONLY | 1 | NOT TO BE PRICED
690 | IN SERVICE | SOL3677 | ALDERSHOT CENTRE FOR HEALTH | DENTAL-SURGERY 1 | DENTAL SUCTION UNIT | MICRO SMART | 0311APL544 | CATTANI | ASSET ONLY | 5 | NOT TO BE PRICED
691 | IN SERVICE | SOL3680 | ALDERSHOT CENTRE FOR HEALTH | DENTAL-SURGERY 1 | DENTAL LIGHT | ALYA | 03LD011532 | FARO | ASSET ONLY | 5 | NOT TO BE PRICED
692 | IN SERVICE | SOL3702 | ALDERSHOT CENTRE FOR HEALTH | DENTAL-SURGERY 2 | DENTAL LIGHT | ALYA | 03LD011527 | FARO | ASSET ONLY | 5 | NOT TO BE PRICED
693 | IN SERVICE | SOL3737 | ALDERSHOT CENTRE FOR HEALTH | DENTAL-X-RAY ROOM | DENTAL X RAY DIGITAL READER | CS7600 | DFCA024 | CARESTREAM HEALTHCARE | ASSET ONLY | 5 | NOT TO BE PRICED
695 | IN SERVICE | SOL5618 | ANDOVER HEALTH CENTRE | DENTAL-X-RAY ROOM | DENTAL X RAY PAN ORAL | 8000 | XDXX148 | CARESTREAM HEALTHCARE | ASSET ONLY | 1 | NOT TO BE PRICED
696 | IN SERVICE | SOL3659 | BRAMBLYS GRANGE HEALTH CENTRE | DENTAL-X-RAY ROOM | DENTAL X RAY PAN ORAL | 8000 | XFAL615 | CARESTREAM HEALTHCARE | ASSET ONLY | 1 | NOT TO BE PRICED
697 | IN SERVICE | SOL1203 | EASTNEY HEALTH CENTRE | DENTAL-DENTAL CLINIC | DENTAL X RAY PAN ORAL | 8000C PANOREX | XEXX145 | CARESTREAM HEALTHCARE | ASSET ONLY | 1 | NOT TO BE PRICED
698 | IN SERVICE | SOL3215 | GOSPORT WAR MEMORIAL HOSPITAL | DENTAL-X-RAY ROOM | DENTAL X RAY PAN ORAL | 8000C PANOREX | XDAA530 | CARESTREAM HEALTHCARE | ASSET ONLY | 1 | NOT TO BE PRICED
699 | IN SERVICE | SOL3637 | BRAMBLYS GRANGE HEALTH CENTRE | DENTAL-DECONTAMINATION ROOM | DENTAL WASHER DISINFECTOR | LITTLE SISTER 7881 | S1118402159 | ESCHMANN | ASSET ONLY | 1 | NOT TO BE PRICED
702 | IN SERVICE | SOL1207 | EASTNEY HEALTH CENTRE | DENTAL-DENTAL CLINIC | DENTAL ULTRASONIC SCALER | CAVITRON SELECT SPS | 123-18072 | DENTSPLY | OEM-AIH | 1 | 25
703 | IN SERVICE | SOL2792 | HAVANT HEALTH CENTRE | DENTAL-SURGERY 2 | DENTAL ULTRASONIC SCALER | CAVITRON SELECT SPS | 123-23474 | DENTSPLY | OEM-AIH | 1 | 25
708 | IN SERVICE | SOL6913 | ST MARY'S COMMUNITY HEALTH CAMPUS | PORTSMOUTH REHAB AND REABLEMENT TEAM - PRRT | GLUCOMETER | FREESTYLE OPTIUM NEO | LAMV358501227 | ABBOTS MEDICAL | ASSET ONLY | 1 | NOT TO BE PRICED
710 | IN SERVICE | SOL6909 | ST MARY'S COMMUNITY HEALTH CAMPUS | PORTSMOUTH REHAB AND REABLEMENT TEAM - PRRT | GLUCOMETER | FREESTYLE OPTIMUM | XCMP280-P0966 | ABBOTS MEDICAL | ASSET ONLY | 1 | NOT TO BE PRICED
719 | IN SERVICE | SOL6796 | ST MARY'S COMMUNITY HEALTH CAMPUS | PORTSMOUTH REHAB AND REABLEMENT TEAM - PRRT | BLOOD PRESSURE MONITOR | TOPAZ | NOT FOUND | TIMESCO | PM | 1 | 8
721 | IN SERVICE | SOL6912 | ST MARY'S COMMUNITY HEALTH CAMPUS | PORTSMOUTH REHAB AND REABLEMENT TEAM - PRRT | BLOOD PRESSURE MONITOR | TOPAZ | NOT FOUND | TIMESCO | PM | 1 | 8
723 | IN SERVICE | SOL0068 | ST MARY'S COMMUNITY HEALTH CAMPUS | SPINNAKER WARD | BED-ELECTRIC | ELEGANZA | 20130026564 | LINET | PM | 1 | 20
724 | IN SERVICE | SOL5566 | ANDOVER HEALTH CENTRE | DENTAL-ROOM 1 | DENTAL HOT AIR BLOWER | SAFE AIR | 14123 | CARBOLITE | OEM-AIH | 1 | 20
725 | IN SERVICE | SOL5612 | ANDOVER HEALTH CENTRE | DENTAL-ROOM 3 | DENTAL HOT AIR BLOWER | SAFE AIR | 13503 | CARBOLITE | OEM-AIH | 1 | 20
726 | IN SERVICE | SOL5593 | ANDOVER HEALTH CENTRE | DENTAL-ROOM 2 | DENTAL HOT AIR BLOWER | SAFE AIR | 14754 | CARBOLITE | OEM-AIH | 1 | 20
727 | IN SERVICE | SOL3150 | GOSPORT WAR MEMORIAL HOSPITAL | DENTAL-SURGERY 2 | DENTAL HOT AIR BLOWER | SAFE AIR | 14646 | CARBOLITE | OEM-AIH | 1 | 20
728 | IN SERVICE | SOL3182 | GOSPORT WAR MEMORIAL HOSPITAL | DENTAL-SURGERY 3 | DENTAL HOT AIR BLOWER | SAFE AIR | 4193 | CARBOLITE | OEM-AIH | 1 | 20
729 | IN SERVICE | SOL3169 | GOSPORT WAR MEMORIAL HOSPITAL | DENTAL-SURGERY 1 | DENTAL HOT AIR BLOWER | SAFE AIR | 4461 | CARBOLITE | OEM-AIH | 1 | 20
732 | IN SERVICE | SOL1902 | SOMERSTOWN HEALTH CENTRE | DENTAL-SURGERY 1 | DENTAL HOT AIR BLOWER | SAFE AIR | 4485 | CARBOLITE | OEM-AIH | 1 | 20
734 | IN SERVICE | SOL1214 | EASTNEY HEALTH CENTRE | DENTAL-DENTAL CLINIC | DENTAL ULTRASONIC BATH | HYGEA 2 | 51344 | ULTRAWAVE | ASSET ONLY | 1 | NOT TO BE PRICED
736 | IN SERVICE | SOL7566 | ALPHA COURT | COMMUNITY PAEDIATRIC MEDICAL SERVICES | SCALE-BABY | 385 | 5385118116335 | SECA LTD | PM | 1 | 15
737 | IN SERVICE | SOL7555 | ALPHA COURT | COMMUNITY PAEDIATRIC MEDICAL SERVICES | LIGHT-EXAMINATION | UV MAGNIFIER -WOODS | 962683 | LUXO LTD | PM | 1 | 10
740 | IN SERVICE | SOL3188 | GOSPORT WAR MEMORIAL HOSPITAL | DENTAL-SURGERY 3 | DENTAL AMALGAMATOR | SILAMAT S6 | 103854 | IVOCLAR VIVADENT | OEM-AIH | 1 | 25
741 | IN SERVICE | SOL7752 | GOSPORT WAR MEMORIAL HOSPITAL | DENTAL-DENTAL CLINIC | DENTAL HOT AIR BLOWER | SAFE AIR | 13826 | CARBOLITE | OEM-AIH | 1 | 20
742 | IN SERVICE | SOL3241 | FAREHAM COMMUNITY HOSPITAL | PODIATRY-CLINIC 1 | DOPPLER | MD2 | MD2P10211132-08 | HUNTLEIGH HEALTHCARE | PM | 1 | 30
743 | IN SERVICE | SOL3243 | GOSPORT WAR MEMORIAL HOSPITAL | PODIATRY-CLINIC 2 | DRILL-PODIATRY | BERCHTOLD S35 | 2798 | CANONBURY | PM | 1 | 45
744 | IN SERVICE | SOL3240 | GOSPORT WAR MEMORIAL HOSPITAL | PODIATRY-CLINIC 1 | DRILL-PODIATRY | BERCHTOLD S35 | 9769 | CANONBURY | PM | 1 | 45
745 | IN SERVICE | SOL7259 | GOSPORT WAR MEMORIAL HOSPITAL | PODIATRY-CLINIC 3 | DOPPLER | D900 | 900PX0210238-05 | HUNTLEIGH HEALTHCARE | PM | 1 | 30
748 | IN SERVICE | SOL0261 | ST MARY'S COMMUNITY HEALTH CAMPUS | SEXUAL HEALTH | ULTRASOUND MACHINE DIAGNOSTIC | SSA-580A/EZ | E2F0996487 | TOSHIBA | OEM-AIH | 1 | 375
749 | IN SERVICE | SOL2675 | MEDINA HOUSE | COMMUNITY NURSING-FIRST FLOOR | EAR IRRIGATOR | PROPULSE 2 | 12-33211 | MIRAGE HEALTH | PM | 1 | 30
750 | IN SERVICE | SOL1176 | MEDINA HOUSE | COMMUNITY NURSING-FIRST FLOOR | INFUSION PUMP-SYRINGE | T34 | S83572 | CME MCKINLEY | PM | 1 | 55
751 | IN SERVICE | SOL2676 | MEDINA HOUSE | COMMUNITY NURSING-FIRST FLOOR | EAR IRRIGATOR | PROPULSE 2 | 3-09325 | MIRAGE HEALTH | PM | 1 | 30
756 | IN SERVICE | SOL1101 | QUEEN ALEXANDRA HOSPITAL | DENTAL-POSWILLO DENTAL CENTRE | STIMULATOR-MUSCLE | INNERVATOR NS252 | 9425AUU06431 | FISHER & PAYKEL | OEM-AIH | 1 | 25
757 | IN SERVICE | SOL3693 | ALDERSHOT CENTRE FOR HEALTH | DENTAL-SURGERY 2 | DENTAL X RAY VIEWER | LIGHTBOX | NOT FOUND | ACTEON | OEM-AIH | 1 | 25
758 | IN SERVICE | SOL3675 | ALDERSHOT CENTRE FOR HEALTH | DENTAL-SURGERY 1 | DENTAL X RAY VIEWER | LIGHTBOX | NOT FOUND | ACTEON | OEM-AIH | 1 | 25
759 | IN SERVICE | SOL1110 | QUEEN ALEXANDRA HOSPITAL | DENTAL-POSWILLO DENTAL CENTRE | DENTAL ULTRASONIC SCALER | CAVITRON SELECT SPS | 123-27678 | DENTSPLY | OEM-AIH | 1 | 25
760 | IN SERVICE | SOL1105 | QUEEN ALEXANDRA HOSPITAL | DENTAL-POSWILLO DENTAL CENTRE | X RAY FILM VIEWER | RINN | 2456 | DENTSPLY | OEM-AIH | 1 | 25
761 | IN SERVICE | SOL1104 | QUEEN ALEXANDRA HOSPITAL | DENTAL-POSWILLO DENTAL CENTRE | THERMOMETER | GENTLE TEMP 510 | 20071207818UF | OMRON HEALTHCARE | OEM-AIH | 1 | 15
762 | IN SERVICE | SOL1122 | QUEEN ALEXANDRA HOSPITAL | DENTAL-POSWILLO DENTAL CENTRE | WATER QUALITY TESTER | TDS-3 | NOT FOUND | HM DIGITAL | OEM-AIH | 1 | 45
763 | IN SERVICE | SOL1100 | QUEEN ALEXANDRA HOSPITAL | DENTAL-POSWILLO DENTAL CENTRE | INCUBATOR-TEST SAMPLE | 1401 | 10041578 | ALBERT BROWNE LTD | OEM-AIH | 1 | 90
764 | IN SERVICE | SOL1106 | QUEEN ALEXANDRA HOSPITAL | DENTAL-POSWILLO DENTAL CENTRE | DENTAL AMALGAMATOR | SILAMAT S5 | 18152 | IVOCLAR VIVADENT | OEM-AIH | 1 | 25
765 | IN SERVICE | SOL1071 | QUEEN ALEXANDRA HOSPITAL | DENTAL-POSWILLO DENTAL CENTRE | DENTAL AMALGAMATOR | SILAMAT S5 | 1645882 | IVOCLAR VIVADENT | OEM-AIH | 1 | 25
767 | IN SERVICE | SOL1107 | QUEEN ALEXANDRA HOSPITAL | DENTAL-POSWILLO DENTAL CENTRE | DENTAL APEX LOCATOR | APEX ID | 76-3382 | SYBRONENDO | OEM-AIH | 1 | 10
768 | IN SERVICE | SOL3101 | EASTLEIGH HEALTH CENTRE | DENTAL-DENTAL CLINIC | DENTAL ULTRASONIC SCALER | CAVITRON SELECT SPS | 115U-48789 | DENTSPLY | OEM-AIH | 1 | 25
769 | IN SERVICE | SOL3100 | EASTLEIGH HEALTH CENTRE | DENTAL-DENTAL CLINIC | HOIST | MAJOR 190 | MJEL10104351 | OXFORD INSTRUMENTS | OEM-MEDACO | 1 | 90
770 | IN SERVICE | SOL3074 | EASTLEIGH HEALTH CENTRE | DENTAL-DENTAL CLINIC | DENTAL RO SYSTEM | RO WATER SYSTEM | 2013/1018243 | ESCHMANN | ASSET ONLY | 1 | NOT TO BE PRICED
771 | IN SERVICE | SOL3091 | EASTLEIGH HEALTH CENTRE | DENTAL-DENTAL CLINIC | DENTAL SUCTION UNIT | TURBO JET | 78608BCB | CATTANI | ASSET ONLY | 5 | NOT TO BE PRICED
772 | IN SERVICE | SOL3078 | EASTLEIGH HEALTH CENTRE | DENTAL-DENTAL CLINIC | PULSE OXIMETER-HANDHELD | PALMSAT 2500 | 123800986 | NONIN | OEM-AIH | 1 | 55
774 | IN SERVICE | SOL3066 | EASTLEIGH HEALTH CENTRE | DENTAL-DENTAL CLINIC | DENTAL ULTRASONIC BATH | HYGEA 2 | 51309 | ULTRAWAVE | ASSET ONLY | 1 | NOT TO BE PRICED
775 | IN SERVICE | SOL3089 | EASTLEIGH HEALTH CENTRE | DENTAL-DENTAL CLINIC | DENTAL X RAY DIGITAL READER | CR7400 | 110109001 | CARESTREAM HEALTHCARE | OEM-AIH | 1 | 495
776 | IN SERVICE | SOL3090 | EASTLEIGH HEALTH CENTRE | DENTAL-DENTAL CLINIC | DENTAL X RAY DIGITAL READER | CS7600 | DFCA015 | CARESTREAM HEALTHCARE | OEM-AIH | 1 | 495
780 | IN SERVICE | SOL5900 | CIVIC OFFICES PORTSMOUTH | HEALTH VISITING AND SCHOOL NURSING-LEVEL 2 CORE 1 | PUMP-BREAST | ELITE | AL 07030753 | EGNELL AMEDA LTD | PM | 1 | 55
781 | IN SERVICE | SOL4739 | CIVIC OFFICES PORTSMOUTH | HEALTH VISITING AND SCHOOL NURSING-LEVEL 2 CORE 1 | AUDIOMETER | 116 | 24334 | AMPLIVOX LTD | OEM-AIH | 1 | 146
782 | IN SERVICE | SOL4738 | CIVIC OFFICES PORTSMOUTH | HEALTH VISITING AND SCHOOL NURSING-LEVEL 2 CORE 1 | AUDIOMETER | 116 | 24336 | AMPLIVOX LTD | OEM-AIH | 1 | 146
783 | IN SERVICE | SOL4740 | CIVIC OFFICES PORTSMOUTH | HEALTH VISITING AND SCHOOL NURSING-LEVEL 2 CORE 1 | AUDIOMETER | 116 | 24337 | AMPLIVOX LTD | OEM-AIH | 1 | 146
784 | IN SERVICE | SOL4741 | CIVIC OFFICES PORTSMOUTH | HEALTH VISITING AND SCHOOL NURSING-LEVEL 2 CORE 1 | AUDIOMETER | 116 | 24629 | AMPLIVOX LTD | OEM-AIH | 1 | 146
792 | IN SERVICE | SOL0787 | JUBILEE HOUSE | INPATIENT UNIT-END OF LIFE CARE | MATTRESS PUMP | NIMBUS 3 | 151075398 | ARJO HUNTLEIGH | PM | 1 | 45
794 | IN SERVICE | SOL7565 | ALPHA COURT | COMMUNITY PAEDIATRIC MEDICAL SERVICES | SCALES | 875 | 5875325152656 | SECA LTD | PM | 1 | 15
796 | IN SERVICE | SOL3054 | EASTLEIGH HEALTH CENTRE | DENTAL-DENTAL CLINIC | DENTAL X RAY INTRA ORAL | PHOT-X-II | ECO9H0492 | BELMONT | ASSET ONLY | 1 | NOT TO BE PRICED
797 | IN SERVICE | SOL3055 | EASTLEIGH HEALTH CENTRE | DENTAL-DENTAL CLINIC | DENTAL X RAY INTRA ORAL | PHOT-X-II | ECO9H0490 | BELMONT | ASSET ONLY | 1 | NOT TO BE PRICED
798 | IN SERVICE | SOL3080 | EASTLEIGH HEALTH CENTRE | DENTAL-DENTAL CLINIC | DENTAL X RAY INTRA ORAL | PHOT-X-II | ECO9H0493 | BELMONT | ASSET ONLY | 1 | NOT TO BE PRICED
800 | IN SERVICE | SOL3098 | EASTLEIGH HEALTH CENTRE | DENTAL-DENTAL CLINIC | DENTAL DRILL | EL850 | 131 | DENTIMEX | OEM-AIH | 1 | 45
801 | IN SERVICE | SOL3094 | EASTLEIGH HEALTH CENTRE | DENTAL-DENTAL CLINIC | DENTAL HOT AIR BLOWER | SAFE AIR | 13272 | CARBOLITE | OEM-AIH | 1 | 20
802 | IN SERVICE | SOL3093 | EASTLEIGH HEALTH CENTRE | DENTAL-DENTAL CLINIC | DENTAL HOT AIR BLOWER | SAFE AIR | 3123 | CARBOLITE | OEM-AIH | 1 | 20
803 | IN SERVICE | SOL3095 | EASTLEIGH HEALTH CENTRE | DENTAL-DENTAL CLINIC | DENTAL APEX LOCATOR | APEX POINTER | 9082353 | MICRO MEGA | OEM-AIH | 1 | 10
804 | IN SERVICE | SOL3096 | EASTLEIGH HEALTH CENTRE | DENTAL-DENTAL CLINIC | DENTAL DRILL | ENDOMATE | 3637 | NSK | OEM-AIH | 1 | 45
805 | IN SERVICE | SOL3045 | EASTLEIGH HEALTH CENTRE | DENTAL-DENTAL CLINIC | MEDICAL FRIDGE | R5009W | 11101960444440400 | LEC MEDICAL | OEM-AIH | 1 | 15
807 | IN SERVICE | SOL3050 | EASTLEIGH HEALTH CENTRE | DENTAL-DENTAL CLINIC | DENTAL CHAIR | CLEO-DENTAL CHAIR | AC09G0002 | BELMONT | OEM-AIH | 1 | 200
808 | IN SERVICE | SOL3049 | EASTLEIGH HEALTH CENTRE | DENTAL-DENTAL CLINIC | DENTAL AMALGAMATOR | SILAMAT S5 | 5335 | IVOCLAR VIVADENT | OEM-AIH | 1 | 25
810 | IN SERVICE | SOL3044 | EASTLEIGH HEALTH CENTRE | DENTAL-DENTAL CLINIC | DENTAL HOT AIR BLOWER | SAFE AIR | 13477 | CARBOLITE | OEM-AIH | 1 | 20
811 | IN SERVICE | SOL3084 | EASTLEIGH HEALTH CENTRE | DENTAL-DENTAL CLINIC | DENTAL AMALGAMATOR | CAPMIX | 940036005160 | 3M HEALTH CARE LTD | OEM-AIH | 1 | 25
812 | IN SERVICE | SOL3059 | EASTLEIGH HEALTH CENTRE | DENTAL-DENTAL CLINIC | DENTAL AMALGAMATOR | SILAMAT S5 | 6063 | IVOCLAR VIVADENT | OEM-AIH | 1 | 25
813 | IN SERVICE | SOL3076 | EASTLEIGH HEALTH CENTRE | DENTAL-DENTAL CLINIC | BLOOD PRESSURE MONITOR | M7 | 20070102885LF | OMRON HEALTHCARE | OEM-AIH | 1 | 8
814 | IN SERVICE | SOL3075 | EASTLEIGH HEALTH CENTRE | DENTAL-DENTAL CLINIC | DEFIBRILLATOR-AED | HEARTSTART FR2 | 308271598 | PHILIPS HEALTHCARE | ASSET ONLY | 1 | NOT TO BE PRICED
815 | IN SERVICE | SOL6665 | JUBILEE HOUSE | INPATIENT UNIT-END OF LIFE CARE | MATTRESS PUMP | NIMBUS 3 | NB344170 | ARJO HUNTLEIGH | PM | 1 | 45
820 | IN SERVICE | SOL3382 | BATTENBURG AVENUE CLINIC | CHILDREN COMMUNITY NURSING-CHILD NURSING | PULSE OXIMETER-HANDHELD | PM100N | MBH1500850 | COVIDIEN | PM | 1 | 55
822 | IN SERVICE | SOL6129 | BATTENBURG AVENUE CLINIC | CHILDREN COMMUNITY NURSING-CHILD NURSING | HUMIDIFIER | MR850 | 1205-12143466 | FISHER & PAYKEL | PM | 1 | 55
823 | IN SERVICE | SOL5628 | BATTENBURG AVENUE CLINIC | CHILDREN COMMUNITY NURSING-CHILD NURSING | PULSE OXIMETER-HANDHELD | N560 | 18105090191 | NELLCOR | PM | 1 | 55
824 | IN SERVICE | SOL1178 | MEDINA HOUSE | COMMUNITY NURSING-FIRST FLOOR | INFUSION PUMP-SYRINGE | T34 | S79522 | CME MCKINLEY | PM | 1 | 55
826 | IN SERVICE | SOL7564 | ALPHA COURT | COMMUNITY PAEDIATRIC MEDICAL SERVICES | SCALES | 877 | 5877113091617 | SECA LTD | PM | 1 | 15
827 | IN SERVICE | SOL8252 | ADELAIDE HEALTH CENTRE | HEALTH VISITING AND SCHOOL NURSING | AUDIOMETER | AS608 | 22219 | INTERACOUSTICS | OEM-AIH | 1 | 146
828 | IN SERVICE | SOL8253 | ADELAIDE HEALTH CENTRE | HEALTH VISITING AND SCHOOL NURSING | AUDIOMETER | AS608 | 22279 | INTERACOUSTICS | OEM-AIH | 1 | 146
829 | IN SERVICE | SOL7559 | ALPHA COURT | COMMUNITY PAEDIATRIC MEDICAL SERVICES | SCALE-BABY | 385 | 5385118116336 | SECA LTD | PM | 1 | 15
830 | IN SERVICE | SOL7562 | ALPHA COURT | COMMUNITY PAEDIATRIC MEDICAL SERVICES | SCALE-BABY | 385 | 5385118116340 | SECA LTD | PM | 1 | 15
832 | IN SERVICE | SOL7560 | ALPHA COURT | COMMUNITY PAEDIATRIC MEDICAL SERVICES | SCALES | 877 | 5877340106590 | SECA LTD | PM | 1 | 15
833 | IN SERVICE | SOL7563 | ALPHA COURT | COMMUNITY PAEDIATRIC MEDICAL SERVICES | SCALES | 877 | 5877111118036 | SECA LTD | PM | 1 | 15
834 | IN SERVICE | SOL7561 | ALPHA COURT | COMMUNITY PAEDIATRIC MEDICAL SERVICES | SCALE-BABY | MS4201 | 8DC011619 | MARSDEN | PM | 1 | 15
835 | IN SERVICE | SOL8191 | ST MARY'S COMMUNITY HEALTH CAMPUS | COMMUNITY NURSING TEAM | THERMOMETER | THERMOSCAN PRO 4000 | 07311K03740 | BRAUN | PM | 1 | 15
836 | IN SERVICE | SOL0788 | JUBILEE HOUSE | INPATIENT UNIT-END OF LIFE CARE | MATTRESS PUMP | NIMBUS 3 | 151075397 | ARJO HUNTLEIGH | PM | 1 | 45
838 | IN SERVICE | SOL6114 | BATTENBURG AVENUE CLINIC | CHILDREN COMMUNITY NURSING-CHILD NURSING | VENTILATOR | NIPPY JUNIOR+ | 14420 | BREAS MEDICAL | PM | 1 | 250
841 | IN SERVICE | SOL0453 | ST JAMES HOSPITAL | ADULT MENTAL HEALTH-MAPLE WARD | ECG MACHINE | MAC 1200ST | 550050777 | GE HEALTHCARE | PM | 1 | 88
842 | IN SERVICE | SOL0835 | JUBILEE HOUSE | INPATIENT UNIT-END OF LIFE CARE | MATTRESS PUMP | NIMBUS 3 | 151037852 | ARJO HUNTLEIGH | PM | 1 | 45
843 | IN SERVICE | SOL6648 | JUBILEE HOUSE | INPATIENT UNIT-END OF LIFE CARE | MATTRESS PUMP | NIMBUS 3 | NB334767 | ARJO HUNTLEIGH | PM | 1 | 45
846 | IN SERVICE | SOL0686 | ST MARY'S COMMUNITY HEALTH CAMPUS | THE TURNER CENTRE-HOME OXYGEN TEAM | BLOOD GAS ANALYSER | EPOC READER | 1690 | ALERE | PM | 1 | 750
848 | IN SERVICE | SOL5779 | ST MARY'S COMMUNITY HEALTH CAMPUS | COMMUNITY NURSING TEAM | INFUSION PUMP-SYRINGE | T34 | S03249 | CME MCKINLEY | PM | 1 | 55
850 | IN SERVICE | SOL6662 | JUBILEE HOUSE | INPATIENT UNIT-END OF LIFE CARE | MATTRESS PUMP | NIMBUS 3 | NB331820 | ARJO HUNTLEIGH | PM | 1 | 45
853 | IN SERVICE | SOL5626 | BATTENBURG AVENUE CLINIC | CHILDREN COMMUNITY NURSING-CHILD NURSING | PULSE OXIMETER-HANDHELD | N560 | 11106110460 | NELLCOR | PM | 1 | 55
854 | IN SERVICE | SOL7969 | BATTENBURG AVENUE CLINIC | CHILDREN COMMUNITY NURSING-CHILD NURSING | PULSE OXIMETER-HANDHELD | N595 | G02854177 | NELLCOR | PM | 1 | 55
855 | IN SERVICE | SOL5629 | BATTENBURG AVENUE CLINIC | CHILDREN COMMUNITY NURSING-CHILD NURSING | PULSE OXIMETER-HANDHELD | N560 | 11114030012 | NELLCOR | PM | 1 | 55
860 | IN SERVICE | SOL5162 | ST MARY'S COMMUNITY HEALTH CAMPUS | ADULT MENTAL HEALTH DEPARTMENT | PULSE OXIMETER-FINGER | MD300C2 | 151402800293 | BEIJING CHOICE ELECTRONICS | PM | 1 | 15
863 | IN SERVICE | SOL0025 | ST MARY'S COMMUNITY HEALTH CAMPUS | SPINNAKER WARD | MATTRESS PUMP | TRIO II/SERANADE 3 | MA15100194 | SIDHILL | PM | 1 | 45
864 | IN SERVICE | SOL5781 | ST MARY'S COMMUNITY HEALTH CAMPUS | COMMUNITY NURSING TEAM | INFUSION PUMP-SYRINGE | T34 | S83928 | CME MCKINLEY | PM | 1 | 55
866 | IN SERVICE | SOL6658 | JUBILEE HOUSE | INPATIENT UNIT-END OF LIFE CARE | MATTRESS PUMP | NIMBUS 3 | NB344160 | ARJO HUNTLEIGH | PM | 1 | 45
871 | IN SERVICE | SOL0781 | JUBILEE HOUSE | INPATIENT UNIT-END OF LIFE CARE | MATTRESS PUMP | NIMBUS 3 | 9000428126 | ARJO HUNTLEIGH | PM | 1 | 45
872 | IN SERVICE | SOL0839 | JUBILEE HOUSE | INPATIENT UNIT-END OF LIFE CARE | MATTRESS PUMP | NIMBUS 3 | 900042799 | ARJO HUNTLEIGH | PM | 1 | 45
879 | IN SERVICE | SOL5901 | CIVIC OFFICES PORTSMOUTH | HEALTH VISITING AND SCHOOL NURSING-LEVEL 2 CORE 1 | PUMP-BREAST | ELITE | AL00110437 | EGNELL AMEDA LTD | PM | 1 | 55
880 | IN SERVICE | SOL4743 | CIVIC OFFICES PORTSMOUTH | HEALTH VISITING AND SCHOOL NURSING-LEVEL 2 CORE 1 | PUMP-BREAST | ELITE | 7030764 | EGNELL AMEDA LTD | PM | 1 | 55
882 | IN SERVICE | SOL2921 | CIVIC OFFICES PORTSMOUTH | HEALTH VISITING AND SCHOOL NURSING-LEVEL 2 CORE 1 | SCALES | 384 | 5384287103887 | SECA LTD | PM | 1 | 15
883 | IN SERVICE | SOL5668 | CIVIC OFFICES PORTSMOUTH | HEALTH VISITING AND SCHOOL NURSING-LEVEL 2 CORE 1 | PUMP-BREAST | ELITE | AL709066 | EGNELL AMEDA LTD | PM | 1 | 55
884 | IN SERVICE | SOL4715 | CIVIC OFFICES PORTSMOUTH | HEALTH VISITING AND SCHOOL NURSING-LEVEL 2 CORE 1 | SCALES | 384 | 5384287103891 | SECA LTD | PM | 1 | 15
885 | IN SERVICE | SOL4735 | CIVIC OFFICES PORTSMOUTH | HEALTH VISITING AND SCHOOL NURSING-LEVEL 2 CORE 1 | SCALES | MS4202 | 5217 | MARSDEN | PM | 1 | 15
886 | IN SERVICE | SOL4732 | CIVIC OFFICES PORTSMOUTH | HEALTH VISITING AND SCHOOL NURSING-LEVEL 2 CORE 1 | SCALES | MS4202 | 9DC032142 | MARSDEN | PM | 1 | 15
888 | IN SERVICE | SOL2911 | CIVIC OFFICES PORTSMOUTH | HEALTH VISITING AND SCHOOL NURSING-LEVEL 2 CORE 1 | SCALES | MS4202L | 9DC032522 | MARSDEN | PM | 1 | 15
889 | IN SERVICE | SOL4730 | CIVIC OFFICES PORTSMOUTH | HEALTH VISITING AND SCHOOL NURSING-LEVEL 2 CORE 1 | SCALES | MS4202L | 9DC032141 | MARSDEN | PM | 1 | 15
890 | IN SERVICE | SOL4733 | CIVIC OFFICES PORTSMOUTH | HEALTH VISITING AND SCHOOL NURSING-LEVEL 2 CORE 1 | SCALES | MS4202 | 5220 | MARSDEN | PM | 1 | 15
891 | IN SERVICE | SOL4731 | CIVIC OFFICES PORTSMOUTH | HEALTH VISITING AND SCHOOL NURSING-LEVEL 2 CORE 1 | SCALES | MS4202 | 9DC032140 | MARSDEN | PM | 1 | 15
892 | IN SERVICE | SOL4729 | CIVIC OFFICES PORTSMOUTH | HEALTH VISITING AND SCHOOL NURSING-LEVEL 2 CORE 1 | SCALES | MS4202L | 9DC032523 | MARSDEN | PM | 1 | 15
893 | IN SERVICE | SOL4736 | CIVIC OFFICES PORTSMOUTH | HEALTH VISITING AND SCHOOL NURSING-LEVEL 2 CORE 1 | SCALES | MS4202 | 9DC032317 | MARSDEN | PM | 1 | 15
895 | IN SERVICE | SOL6544 | CIVIC OFFICES PORTSMOUTH | HEALTH VISITING AND SCHOOL NURSING-LEVEL 2 CORE 1 | PUMP-BREAST | ELITE | 6030328 | EGNELL AMEDA LTD | PM | 1 | 55
896 | IN SERVICE | SOL0475 | ST MARY'S COMMUNITY HEALTH CAMPUS | THE TURNER CENTRE-HOME OXYGEN TEAM | BLOOD PRESSURE MONITOR | DS54 | 160104190049 | WELCH ALLYN | PM | 1 | 8
902 | IN SERVICE | SOL5336 | ST MARY'S COMMUNITY HEALTH CAMPUS | SEXUAL HEALTH | TROLLEY-ULTRASOUND | VOLUSON DOCKCART | BC11778 | GE HEALTHCARE | OEM-AIH | 1 | 20
904 | IN SERVICE | SOL5335 | ST MARY'S COMMUNITY HEALTH CAMPUS | SEXUAL HEALTH | ULTRASOUND MACHINE DIAGNOSTIC | VOLUSON IVF | B03757 | GE HEALTHCARE | OEM-AIH | 1 | 375
905 | IN SERVICE | SOL3396 | BATTENBURG AVENUE CLINIC | COMMUNITY PAEDIATRIC MEDICAL SERVICES | BLOOD PRESSURE MONITOR | HEM-907E | 20110300045AF | OMRON HEALTHCARE | PM | 1 | 8
907 | IN SERVICE | SOL3402 | BATTENBURG AVENUE CLINIC | COMMUNITY PAEDIATRIC MEDICAL SERVICES | BATTERY CHARGER | 1941-P-2467 | NOT FOUND | KEELER | PM | 1 | 25
908 | IN SERVICE | SOL4776 | CIVIC OFFICES PORTSMOUTH | HEALTH VISITING AND SCHOOL NURSING-LEVEL 2 CORE 1 | SCALES | 384 | 8094810 | SECA LTD | PM | 1 | 15
910 | IN SERVICE | SOL3442 | BATTENBURG AVENUE CLINIC | COMMUNITY PAEDIATRIC MEDICAL SERVICES | BLOOD PRESSURE MONITOR | M3 | 20081100617VF | OMRON HEALTHCARE | PM | 1 | 8
915 | IN SERVICE | SOL3470 | BATTENBURG AVENUE CLINIC | COMMUNITY PAEDIATRIC MEDICAL SERVICES | LIGHT-EXAMINATION | UV MAGNIFIER -WOODS | NOT FOUND | LUXO LTD | PM | 1 | 10
916 | IN SERVICE | SOL3391 | BATTENBURG AVENUE CLINIC | COMMUNITY PAEDIATRIC MEDICAL SERVICES | SCALE-BABY | MS4201 | 8GC019821 | MARSDEN | PM | 1 | 15
917 | IN SERVICE | SOL3401 | BATTENBURG AVENUE CLINIC | COMMUNITY PAEDIATRIC MEDICAL SERVICES | BLOOD PRESSURE MONITOR | ANEROID | 81024110473 | WELCH ALLYN | PM | 1 | 8
919 | IN SERVICE | SOL3392 | BATTENBURG AVENUE CLINIC | COMMUNITY PAEDIATRIC MEDICAL SERVICES | SCALE-CHAIR | DI-82 | 8920513 | MARSDEN | PM | 1 | 15
920 | IN SERVICE | SOL7626 | BATTENBURG AVENUE CLINIC | COMMUNITY PAEDIATRIC MEDICAL SERVICES | BLOOD PRESSURE MONITOR | M6 AC | 6633831LF | OMRON HEALTHCARE | PM | 1 | 8
921 | IN SERVICE | SOL7625 | BATTENBURG AVENUE CLINIC | COMMUNITY PAEDIATRIC MEDICAL SERVICES | BLOOD PRESSURE MONITOR | M6 AC | 6633908LF | OMRON HEALTHCARE | PM | 1 | 8
922 | IN SERVICE | SOL3395 | BATTENBURG AVENUE CLINIC | COMMUNITY PAEDIATRIC MEDICAL SERVICES | BLOOD PRESSURE MONITOR | M6 AC | 6633909 | OMRON HEALTHCARE | PM | 1 | 8
923 | IN SERVICE | SOL7624 | BATTENBURG AVENUE CLINIC | COMMUNITY PAEDIATRIC MEDICAL SERVICES | SCALES | MS4202 | OAC040704 | MARSDEN | PM | 1 | 15
924 | IN SERVICE | SOL7623 | BATTENBURG AVENUE CLINIC | COMMUNITY PAEDIATRIC MEDICAL SERVICES | SCALE-BABY | MS4201 | 8IC021927 | MARSDEN | PM | 1 | 15
927 | IN SERVICE | SOL3404 | BATTENBURG AVENUE CLINIC | COMMUNITY PAEDIATRIC MEDICAL SERVICES | BLOOD PRESSURE MONITOR | M1 | 20070303838LF | OMRON HEALTHCARE | PM | 1 | 8
930 | IN SERVICE | SOL5986 | BATTENBURG AVENUE CLINIC | CHILDREN COMMUNITY NURSING-CHILD NURSING | HUMIDIFIER | MR850 | 120709149453 | FISHER & PAYKEL | PM | 1 | 55
933 | IN SERVICE | SOL1076 | QUEEN ALEXANDRA HOSPITAL | DENTAL-POSWILLO DENTAL CENTRE | VAPORISER | SEVOTEC 5 | 25291 | DATEX OHMEDA | ASSET ONLY | 1 | NOT TO BE PRICED
934 | IN SERVICE | SOL1075 | QUEEN ALEXANDRA HOSPITAL | DENTAL-POSWILLO DENTAL CENTRE | VAPORISER | ISOTEC 5 | 17632 | DATEX OHMEDA | ASSET ONLY | 1 | NOT TO BE PRICED
938 | IN SERVICE | SOL5161 | ST MARY'S COMMUNITY HEALTH CAMPUS | ADULT MENTAL HEALTH DEPARTMENT | PULSE OXIMETER-FINGER | MD300C2 | 140426100664 | BEIJING CHOICE ELECTRONICS | PM | 1 | 15
943 | IN SERVICE | SOL0759 | JUBILEE HOUSE | INPATIENT UNIT-END OF LIFE CARE | MATTRESS PUMP | NIMBUS 3 | 151057259 | ARJO HUNTLEIGH | PM | 1 | 45
944 | IN SERVICE | SOL4830 | ST MARY'S COMMUNITY HEALTH CAMPUS | COMMUNITY NURSING TEAM | ASPIRATOR | LSU | 7848790823 | LAERDAL MEDICAL | PM | 1 | 25
945 | IN SERVICE | SOL6664 | JUBILEE HOUSE | INPATIENT UNIT-END OF LIFE CARE | MATTRESS PUMP | NIMBUS 3 | NB320468 | ARJO HUNTLEIGH | PM | 1 | 45
948 | IN SERVICE | SOL5431 | CHASE COMMUNITY HOSPITAL | SEXUAL HEALTH | SCALES | 761 | 2761016127799 | SECA LTD | PM | 1 | 15
950 | IN SERVICE | SOL5428 | CHASE COMMUNITY HOSPITAL | SEXUAL HEALTH | BLOOD PRESSURE MONITOR | M6 AC | 20081106280VF | OMRON HEALTHCARE | PM | 1 | 8
951 | IN SERVICE | SOL5429 | CHASE COMMUNITY HOSPITAL | SEXUAL HEALTH | BLOOD PRESSURE MONITOR | M6 AC | 20100601115VF | OMRON HEALTHCARE | PM | 1 | 8
952 | IN SERVICE | SOL5422 | CHASE COMMUNITY HOSPITAL | SEXUAL HEALTH | ASPIRATOR | LSU | 78091294691 | LAERDAL MEDICAL | PM | 1 | 25
953 | IN SERVICE | SOL0628 | ST MARY'S COMMUNITY HEALTH CAMPUS | THE TURNER CENTRE-PULMONARY REHABILITATION | PULSE OXIMETER-FINGER | PULSEOX 300 | B30032318 | KONICA MINOLTA | PM | 1 | 15
955 | IN SERVICE | SOL0675 | ST MARY'S COMMUNITY HEALTH CAMPUS | THE TURNER CENTRE-PULMONARY REHABILITATION | PULSE OXIMETER-FINGER | PULSEOX 300 | B30032165 | KONICA MINOLTA | PM | 1 | 15
956 | IN SERVICE | SOL0674 | ST MARY'S COMMUNITY HEALTH CAMPUS | THE TURNER CENTRE-PULMONARY REHABILITATION | BLOOD PRESSURE MONITOR | UA-767 | 5080200152 | A&D INSTRUMENTS | PM | 1 | 8
957 | IN SERVICE | SOL0672 | ST MARY'S COMMUNITY HEALTH CAMPUS | THE TURNER CENTRE-PULMONARY REHABILITATION | PULSE OXIMETER-FINGER | PULSEOX 300 | B30032233 | KONICA MINOLTA | PM | 1 | 15
960 | IN SERVICE | SOL0681 | ST MARY'S COMMUNITY HEALTH CAMPUS | THE TURNER CENTRE-HOME OXYGEN TEAM | BLOOD PRESSURE MONITOR | UA-767 | 5061000668 | A&D INSTRUMENTS | PM | 1 | 8
962 | IN SERVICE | SOL0679 | ST MARY'S COMMUNITY HEALTH CAMPUS | THE TURNER CENTRE-HOME OXYGEN TEAM | BLOOD PRESSURE MONITOR | UA-767 | 5130500567 | A&D INSTRUMENTS | PM | 1 | 8
963 | IN SERVICE | SOL1142 | COSHAM HEALTH CENTRE | PODIATRY-PODIATRY CLINIC | PLINTH | 3 SECTION | 361460 | ARJO HUNTLEIGH | PM | 1 | 35
964 | IN SERVICE | SOL1138 | COSHAM HEALTH CENTRE | PODIATRY-TREATMENT ROOM | PLINTH | 503E | 503CDTSP13081545 | PLINTH MEDICAL | PM | 1 | 35
966 | IN SERVICE | SOL5251 | WATERLOOVILLE HEALTH CENTRE | PODIATRY-PODIATRY CLINIC | PLINTH | 7632/3/NS653 | 369124 | ARJO HUNTLEIGH | PM | 1 | 35
967 | IN SERVICE | SOL0642 | ST MARY'S COMMUNITY HEALTH CAMPUS | PODIATRY-PODIATRY CLINIC | DRILL-PODIATRY | BERCHTOLD S35 | 1646 | CANONBURY | PM | 1 | 45
968 | IN SERVICE | SOL1185 | LAKE ROAD HEALTH CENTRE | PODIATRY-PODIATRY CLINIC | PLINTH | 503E | 503CDC41105420 | PLINTH MEDICAL | PM | 1 | 35
969 | IN SERVICE | SOL1210 | GOSPORT WAR MEMORIAL HOSPITAL | DENTAL-DENTAL CLINIC | DENTAL AMALGAMATOR | ROTOMIX | 960400004708 | 3M HEALTH CARE LTD | OEM-AIH | 1 | 25
970 | IN SERVICE | SOL11961 | BROADCAST HOUSE | COMMUNITY NURSING TEAM | PULSE OXIMETER-FINGER | MD300C29 | 202569974007 | CHOICE MEDICAL | PM | 1 | NOT TO BE PRICED
972 | IN SERVICE | SOL1962 | EASTNEY HEALTH CENTRE | DENTAL-STORE ROOM | DEFIBRILLATOR-AED | HEARTSTART FR2 | 411891874 | PHILIPS HEALTHCARE | ASSET ONLY | 1 | NOT TO BE PRICED
973 | IN SERVICE | SOL1149 | COSHAM HEALTH CENTRE | PODIATRY-PODIATRY CLINIC | DRILL-PODIATRY | SB | 7049 | HADEWE | PM | 1 | 45
974 | IN SERVICE | SOL1144 | COSHAM HEALTH CENTRE | PODIATRY-PODIATRY CLINIC | DRILL-PODIATRY | BERCHTOLD S35 | 5181 | CANONBURY | PM | 1 | 45
976 | IN SERVICE | SOL6704 | FAREHAM HEALTH CENTRE | SEXUAL HEALTH | BLOOD PRESSURE MONITOR | ANEROID | NOT FOUND | ACCOSON | PM | 1 | 8
979 | IN SERVICE | SOL6556 | ST MARY'S COMMUNITY HEALTH CAMPUS | SEXUAL HEALTH | LIGHT-EXAMINATION | LHH20 | NOT FOUND | LUXO LTD | PM | 1 | 10
980 | IN SERVICE | SOL6586 | ST MARY'S COMMUNITY HEALTH CAMPUS | SEXUAL HEALTH | LIGHT-EXAMINATION | LHH20 | NOT FOUND | LUXO LTD | PM | 1 | 10
983 | IN SERVICE | SOL6577 | ST MARY'S COMMUNITY HEALTH CAMPUS | SEXUAL HEALTH | LIGHT-EXAMINATION | LHH20 | NOT FOUND | LUXO LTD | PM | 1 | 10
987 | IN SERVICE | SOL6596 | ST MARY'S COMMUNITY HEALTH CAMPUS | SEXUAL HEALTH | LIGHT-EXAMINATION | LHH20 | NOT FOUND | LUXO LTD | PM | 1 | 10
990 | IN SERVICE | SOL6553 | ST MARY'S COMMUNITY HEALTH CAMPUS | SEXUAL HEALTH | LIGHT-EXAMINATION | LHH20 | NOT FOUND | LUXO LTD | PM | 1 | 10
991 | IN SERVICE | SOL6561 | ST MARY'S COMMUNITY HEALTH CAMPUS | SEXUAL HEALTH | LIGHT-EXAMINATION | LHH20 | NOT FOUND | LUXO LTD | PM | 1 | 10
992 | IN SERVICE | SOL6562 | ST MARY'S COMMUNITY HEALTH CAMPUS | SEXUAL HEALTH | LIGHT-EXAMINATION | LHH20 | NOT FOUND | LUXO LTD | PM | 1 | 10
993 | IN SERVICE | SOL0268 | ST MARY'S COMMUNITY HEALTH CAMPUS | SEXUAL HEALTH | PLINTH | STREAMLINE MOBILE 2 | 200615 | ARJO HUNTLEIGH | PM | 1 | 35
994 | IN SERVICE | SOL0159 | ST MARY'S COMMUNITY HEALTH CAMPUS | SEXUAL HEALTH | PLINTH | 502-E | 93PESL48140023A | PLINTH MEDICAL | PM | 1 | 35
995 | IN SERVICE | SOL0316 | ST MARY'S COMMUNITY HEALTH CAMPUS | SEXUAL HEALTH | BLOOD PRESSURE MONITOR | SERIES 28 | 790532 | LYALL WILLIS | PM | 1 | 8
996 | IN SERVICE | SOL6583 | ST MARY'S COMMUNITY HEALTH CAMPUS | SEXUAL HEALTH | LIGHT-EXAMINATION | LHH20 | NOT FOUND | LUXO LTD | PM | 1 | 10
998 | IN SERVICE | SOL0149 | ST MARY'S COMMUNITY HEALTH CAMPUS | SEXUAL HEALTH | SCALES | 877 | 5877-290117572 | SECA LTD | PM | 1 | 15
1001 | IN SERVICE | SOL0269 | ST MARY'S COMMUNITY HEALTH CAMPUS | SEXUAL HEALTH | SCALES | MPPS-250 | 21105431 | MARSDEN | PM | 1 | 15
1002 | IN SERVICE | SOL6585 | ST MARY'S COMMUNITY HEALTH CAMPUS | SEXUAL HEALTH | SCALES | MPPS-250 | 0IC050046 | MARSDEN | PM | 1 | 15
1003 | IN SERVICE | SOL0153 | ST MARY'S COMMUNITY HEALTH CAMPUS | SEXUAL HEALTH | SCALES | MPPS-250 | 21105436 | MARSDEN | PM | 1 | 15
1004 | IN SERVICE | SOL0158 | ST MARY'S COMMUNITY HEALTH CAMPUS | SEXUAL HEALTH | SCALES | MPPS-250 | 21105435 | MARSDEN | PM | 1 | 15
1005 | IN SERVICE | SOL0147 | ST MARY'S COMMUNITY HEALTH CAMPUS | SEXUAL HEALTH | SCALES | MPPS-250 | 21105430 | MARSDEN | PM | 1 | 15
1006 | IN SERVICE | SOL0353 | ST MARY'S COMMUNITY HEALTH CAMPUS | SEXUAL HEALTH | SCALES | MPPS-250 | 21105383 | MARSDEN | PM | 1 | 15
1007 | IN SERVICE | SOL6550 | ST MARY'S COMMUNITY HEALTH CAMPUS | SEXUAL HEALTH | LIGHT-EXAMINATION | LHH10 | NOT FOUND | LUXO LTD | PM | 1 | 10
1008 | IN SERVICE | SOL0340 | ST MARY'S COMMUNITY HEALTH CAMPUS | SEXUAL HEALTH | LIGHT-EXAMINATION | LHH PLUS | NOT FOUND | LUXO LTD | PM | 1 | 10
1009 | IN SERVICE | SOL0160 | ST MARY'S COMMUNITY HEALTH CAMPUS | SEXUAL HEALTH | HYFRECATOR | HYFRECATOR 2000 | 11GGJ325 | CONMED | PM | 1 | 130
1014 | IN SERVICE | SOL6671 | JUBILEE HOUSE | INPATIENT UNIT-END OF LIFE CARE | MATTRESS PUMP | NIMBUS 3 | NB344169 | ARJO HUNTLEIGH | PM | 1 | 45
1015 | IN SERVICE | SOL0740 | JUBILEE HOUSE | INPATIENT UNIT-END OF LIFE CARE | DEFIBRILLATOR-AED | POWERHEART AED G3 | 4182327 | CARDIAC SCIENCE | ASSET ONLY | 1 | NOT TO BE PRICED
1016 | IN SERVICE | SOL7410 | ST MARY'S COMMUNITY HEALTH CAMPUS | COMMUNITY NURSING TEAM | PULSE OXIMETER-FINGER | W4350 | 160903900265 | MERLIN MEDICAL | PM | 1 | 15
1017 | IN SERVICE | SOL5930 | ST MARY'S COMMUNITY HEALTH CAMPUS | COMMUNITY NURSING TEAM | PULSE OXIMETER-FINGER | W4350 | 160903900263 | MERLIN MEDICAL | PM | 1 | 15
1018 | IN SERVICE | SOL6389 | MEDINA HOUSE | COMMUNITY NURSING-FIRST FLOOR | PULSE OXIMETER-FINGER | W4350 | 160903900254 | MERLIN MEDICAL | PM | 1 | 15
1023 | IN SERVICE | SOL5007 | CIVIC OFFICES PORTSMOUTH | HEALTH VISITING AND SCHOOL NURSING-LEVEL 2 CORE 1 | PULSE OXIMETER-FINGER | W4350 | 160903900351 | MERLIN MEDICAL | PM | 1 | 15
1024 | IN SERVICE | SOL7408 | ST MARY'S COMMUNITY HEALTH CAMPUS | COMMUNITY NURSING TEAM | PULSE OXIMETER-FINGER | W4350 | 160903900335 | MERLIN MEDICAL | PM | 1 | 15
1028 | IN SERVICE | SOL4800 | CIVIC OFFICES PORTSMOUTH | HEALTH VISITING AND SCHOOL NURSING-LEVEL 2 CORE 1 | PULSE OXIMETER-FINGER | W4350 | 160903900293 | MERLIN MEDICAL | PM | 1 | 15
1029 | IN SERVICE | SOL7516 | ST MARY'S COMMUNITY HEALTH CAMPUS | COMMUNITY NURSING TEAM | PULSE OXIMETER-FINGER | W4350 | 160903900267 | MERLIN MEDICAL | PM | 1 | 15
1030 | IN SERVICE | SOL4807 | CIVIC OFFICES PORTSMOUTH | HEALTH VISITING AND SCHOOL NURSING-LEVEL 2 CORE 1 | PULSE OXIMETER-FINGER | W4350 | 160903900261 | MERLIN MEDICAL | PM | 1 | 15
1031 | IN SERVICE | SOL8192 | CIVIC OFFICES PORTSMOUTH | HEALTH VISITING AND SCHOOL NURSING-LEVEL 2 CORE 1 | PULSE OXIMETER-FINGER | W4350 | 160903900369 | MERLIN MEDICAL | PM | 1 | 15
1032 | IN SERVICE | SOL6382 | MEDINA HOUSE | COMMUNITY NURSING-FIRST FLOOR | PULSE OXIMETER-FINGER | W4350 | 160903900377 | MERLIN MEDICAL | PM | 1 | 15
1033 | IN SERVICE | SOL4897 | CIVIC OFFICES PORTSMOUTH | HEALTH VISITING AND SCHOOL NURSING-LEVEL 2 CORE 1 | PULSE OXIMETER-FINGER | W4350 | 160903900337 | MERLIN MEDICAL | PM | 1 | 15
1034 | IN SERVICE | SOL7414 | ST MARY'S COMMUNITY HEALTH CAMPUS | COMMUNITY NURSING TEAM | THERMOMETER | ET-100A | NOT FOUND | TIMESCO | PM | 1 | 15
1035 | IN SERVICE | SOL5025 | CIVIC OFFICES PORTSMOUTH | HEALTH VISITING AND SCHOOL NURSING-LEVEL 2 CORE 1 | THERMOMETER | ET-100A | NOT FOUND | TIMESCO | PM | 1 | 15
1036 | IN SERVICE | SOL5931 | ST MARY'S COMMUNITY HEALTH CAMPUS | COMMUNITY NURSING TEAM | THERMOMETER | ET-100A | 1512008 | TIMESCO | PM | 1 | 15
1039 | IN SERVICE | SOL6391 | MEDINA HOUSE | COMMUNITY NURSING-FIRST FLOOR | BLOOD PRESSURE MONITOR | ANEROID | 160400355 | ACCOSON | PM | 1 | 8
1040 | IN SERVICE | SOL6384 | MEDINA HOUSE | COMMUNITY NURSING-FIRST FLOOR | BLOOD PRESSURE MONITOR | ANEROID | 160400354 | ACCOSON | PM | 1 | 8
1041 | IN SERVICE | SOL5010 | CIVIC OFFICES PORTSMOUTH | HEALTH VISITING AND SCHOOL NURSING-LEVEL 2 CORE 1 | BLOOD PRESSURE MONITOR | ANEROID | 160400347 | ACCOSON | PM | 1 | 8
1042 | IN SERVICE | SOL4838 | MEDINA HOUSE | COMMUNITY NURSING-FIRST FLOOR | BLOOD PRESSURE MONITOR | ANEROID | 160400344 | ACCOSON | PM | 1 | 8
1043 | IN SERVICE | SOL5661 | ST MARY'S COMMUNITY HEALTH CAMPUS | COMMUNITY NURSING TEAM | BLOOD PRESSURE MONITOR | ANEROID | 160400345 | ACCOSON | PM | 1 | 8
1044 | IN SERVICE | SOL8428 | MEDINA HOUSE | COMMUNITY NURSING-FIRST FLOOR | BLOOD PRESSURE MONITOR | ANEROID | 160400353 | ACCOSON | PM | 1 | 8
1046 | IN SERVICE | SOL4764 | CIVIC OFFICES PORTSMOUTH | HEALTH VISITING AND SCHOOL NURSING-LEVEL 2 CORE 1 | BLOOD PRESSURE MONITOR | ANEROID | 160400343 | ACCOSON | PM | 1 | 8
1047 | IN SERVICE | SOL6372 | MEDINA HOUSE | COMMUNITY NURSING-FIRST FLOOR | BLOOD PRESSURE MONITOR | ANEROID | 160400346 | ACCOSON | PM | 1 | 8
1048 | IN SERVICE | SOL7670 | ST MARY'S COMMUNITY HEALTH CAMPUS | PODIATRY-PODIATRY CLINIC | DRILL-PODIATRY | BERCHTOLD S35 | 4997 | CANONBURY | PM | 1 | 45
1049 | IN SERVICE | SOL1165 | ST MARY'S COMMUNITY HEALTH CAMPUS | COMMUNITY NURSING TEAM | ASPIRATOR | LSU | 78070780267 | LAERDAL MEDICAL | PM | 1 | 25
1052 | IN SERVICE | SOL2820 | HAVANT HEALTH CENTRE | DENTAL-X-RAY ROOM | DEFIBRILLATOR-AED | HEARTSTART FR2 | 207224232 | PHILIPS HEALTHCARE | ASSET ONLY | 1 | NOT TO BE PRICED
1053 | IN SERVICE | SOL2799 | HAVANT HEALTH CENTRE | DENTAL-SURGERY 3 | DENTAL AMALGAMATOR | ROTOMIX | 9604-00004715 | 3M HEALTH CARE LTD | OEM-AIH | 1 | 25
1055 | IN SERVICE | SOL2787 | HAVANT HEALTH CENTRE | DENTAL-SURGERY 2 | DENTAL AMALGAMATOR | ROTOMIX | 960400004720 | 3M HEALTH CARE LTD | OEM-AIH | 1 | 25
1056 | IN SERVICE | SOL2810 | HAVANT HEALTH CENTRE | DENTAL-SURGERY 1 | DENTAL AMALGAMATOR | ROTOMIX | 960400004721 | 3M HEALTH CARE LTD | OEM-AIH | 1 | 25
1059 | IN SERVICE | SOL1233 | EASTNEY HEALTH CENTRE | PODIATRY-PODIATRY CLINIC | PLINTH | AKRON 6522 | 7632/3/NS653 | ARJO HUNTLEIGH | PM | 1 | 35
1060 | IN SERVICE | SOL1235 | EASTNEY HEALTH CENTRE | PODIATRY-PODIATRY CLINIC | DRILL-PODIATRY | BERCHTOLD S35 | 4990 | CANONBURY | PM | 1 | 45
1061 | IN SERVICE | SOL1225 | EASTNEY HEALTH CENTRE | PODIATRY-PODIATRY CLINIC | LIGHT-EXAMINATION | WAVE PLUS | 8306-122-02 | LUXO LTD | PM | 1 | 10
1062 | IN SERVICE | SOL1222 | EASTNEY HEALTH CENTRE | PODIATRY-PODIATRY CLINIC | DOPPLER | D900 | 900PX0210239-05 | HUNTLEIGH HEALTHCARE | PM | 1 | 30
1063 | IN SERVICE | SOL6901 | ST JAMES HOSPITAL | THE TURNER CENTRE-OUTPATIENTS | ASPIRATOR | VENTURI TG 600/08 | CVEN52 | TALLEY MEDICAL | PM | 1 | 25
1064 | IN SERVICE | SOL0657 | ST JAMES HOSPITAL | THE TURNER CENTRE-OUTPATIENTS | BLOOD PRESSURE MONITOR | UA-767 | 5120200766 | A&D INSTRUMENTS | PM | 1 | 8
1065 | IN SERVICE | SOL0647 | LAKE ROAD HEALTH CENTRE | PODIATRY-CLINIC ROOM | DOPPLER | D900 | 900LX0A29787-08 | HUNTLEIGH HEALTHCARE | PM | 1 | 30
1066 | IN SERVICE | SOL6902 | ST JAMES HOSPITAL | THE TURNER CENTRE-OUTPATIENTS | BLOOD PRESSURE MONITOR | UA-767 | 5120700608 | A&D INSTRUMENTS | PM | 1 | 8
1070 | IN SERVICE | SOL6943 | ST MARY'S COMMUNITY HEALTH CAMPUS | OLDER PEOPLE MENTAL HEALTH-THE LANGSTONE CENTRE | BLOOD PRESSURE MONITOR | M3 | 20081129620VF | OMRON HEALTHCARE | PM | 1 | 8
1071 | IN SERVICE | SOL0753 | JUBILEE HOUSE | INPATIENT UNIT-END OF LIFE CARE | MATTRESS PUMP | NIMBUS 3 | 900042805 | ARJO HUNTLEIGH | PM | 1 | 45
1075 | IN SERVICE | SOL0720 | CIVIC OFFICES PORTSMOUTH | KESTREL CENTRE-LEARNING DISABILITY | BLOOD PRESSURE MONITOR | MAXI STABIL 3 | 6074691 | WELCH ALLYN | PM | 1 | 8
1076 | IN SERVICE | SOL0723 | CIVIC OFFICES PORTSMOUTH | KESTREL CENTRE-LEARNING DISABILITY | SCALES | MS4202 | 5060079642025 | MARSDEN | PM | 1 | 15
1079 | IN SERVICE | SOL0719 | CIVIC OFFICES PORTSMOUTH | KESTREL CENTRE-LEARNING DISABILITY | BLOOD PRESSURE MONITOR | M7 | 20150300087LF | OMRON HEALTHCARE | PM | 1 | 8
1080 | IN SERVICE | SOL0708 | CIVIC OFFICES PORTSMOUTH | KESTREL CENTRE-LEARNING DISABILITY | EAR IRRIGATOR | GUARDIAN | NOT FOUND | ALBERT WAESCHLE | PM | 1 | 8
1083 | IN SERVICE | SOL0722 | CIVIC OFFICES PORTSMOUTH | KESTREL CENTRE-LEARNING DISABILITY | THERMOMETER | THERMOSCAN 6022 | 25712K04073 | BRAUN | PM | 1 | 15
1085 | IN SERVICE | SOL0709 | CIVIC OFFICES PORTSMOUTH | KESTREL CENTRE-LEARNING DISABILITY | BLOOD PRESSURE MONITOR | TOPAZ | NOT FOUND | TIMESCO | PM | 1 | 8
1087 | IN SERVICE | SOL1891 | SOMERSTOWN HEALTH CENTRE | DENTAL-DECONTAMINATION ROOM | DEFIBRILLATOR-AED | HEARTSTART FR2 | 511892600 | PHILIPS HEALTHCARE | ASSET ONLY | 1 | NOT TO BE PRICED
1088 | IN SERVICE | SOL1903 | SOMERSTOWN HEALTH CENTRE | DENTAL-SURGERY 1 | DENTAL CURING LIGHT | STARLIGHT PRO | 072NA119 | MECTRON | OEM-AIH | 1 | 15
1089 | IN SERVICE | SOL7659 | HAYLING ISLAND HEALTH CENTRE | PODIATRY-PODIATRY CLINIC | DRILL-PODIATRY | BERCHTOLD S35 | 9840 | CANONBURY | PM | 1 | 45
1090 | IN SERVICE | SOL7657 | OAK PARK COMMUNITY CLINIC | PODIATRY-PODIATRY CLINIC | DOPPLER | D900 | 900PX0210232-05 | HUNTLEIGH HEALTHCARE | PM | 1 | 30
1091 | IN SERVICE | SOL1890 | SOMERSTOWN HEALTH CENTRE | DENTAL-DECONTAMINATION ROOM | DEFIBRILLATOR-AED | HEARTSTART FR2 | 511892654 | PHILIPS HEALTHCARE | ASSET ONLY | 1 | NOT TO BE PRICED
1093 | IN SERVICE | SOL6549 | ST MARY'S COMMUNITY HEALTH CAMPUS | SEXUAL HEALTH | LIGHT-EXAMINATION | LHH20 | NOT FOUND | LUXO LTD | PM | 1 | 10
1094 | IN SERVICE | SOL0145 | ST MARY'S COMMUNITY HEALTH CAMPUS | SEXUAL HEALTH | DEFIBRILLATOR-AED | HEARTSTART FRX | B11H-05208 | PHILIPS HEALTHCARE | ASSET ONLY | 1 | NOT TO BE PRICED
1095 | IN SERVICE | SOL0310 | ST MARY'S COMMUNITY HEALTH CAMPUS | SEXUAL HEALTH | SCALES | 877 | 5877290117508 | SECA LTD | PM | 1 | 15
1096 | IN SERVICE | SOL0146 | ST MARY'S COMMUNITY HEALTH CAMPUS | SEXUAL HEALTH | ASPIRATOR | LSU | 78221186187 | LAERDAL MEDICAL | PM | 1 | 25
1097 | IN SERVICE | SOL6579 | ST MARY'S COMMUNITY HEALTH CAMPUS | SEXUAL HEALTH | PLINTH | STREAMLINE A2282/2/SHS | IPS-31961 | ARJO HUNTLEIGH | PM | 1 | 35
1098 | IN SERVICE | SOL5392 | ST MARY'S COMMUNITY HEALTH CAMPUS | SEXUAL HEALTH | HYFRECATOR | HYFRECATOR 2000 | 09BGJ180 | CONMED | PM | 1 | 130
1099 | IN SERVICE | SOL6580 | ST MARY'S COMMUNITY HEALTH CAMPUS | SEXUAL HEALTH | LIGHT-EXAMINATION | LHH20 | NOT FOUND | LUXO LTD | PM | 1 | 10
1102 | IN SERVICE | SOL0354 | ST MARY'S COMMUNITY HEALTH CAMPUS | SEXUAL HEALTH | PLINTH | DOHERTY 3 SECTION | NOT FOUND | SIDHILL | PM | 1 | 35
1104 | IN SERVICE | SOL6560 | ST MARY'S COMMUNITY HEALTH CAMPUS | SEXUAL HEALTH | LIGHT-EXAMINATION | LHH20 | NOT FOUND | LUXO LTD | PM | 1 | 10
1105 | IN SERVICE | SOL0274 | ST MARY'S COMMUNITY HEALTH CAMPUS | SEXUAL HEALTH | PLINTH | DOHERTY 3 SECTION | NOT FOUND | SIDHILL | PM | 1 | 35
1106 | IN SERVICE | SOL6588 | ST MARY'S COMMUNITY HEALTH CAMPUS | SEXUAL HEALTH | SCALES | 877 | 5877289117427 | SECA LTD | PM | 1 | 15
1108 | IN SERVICE | SOL6552 | ST MARY'S COMMUNITY HEALTH CAMPUS | SEXUAL HEALTH | LIGHT-EXAMINATION | LHH20 | NOT FOUND | LUXO LTD | PM | 1 | 10
1109 | IN SERVICE | SOL0141 | ST MARY'S COMMUNITY HEALTH CAMPUS | SEXUAL HEALTH | PLINTH | 502-E | 503PEN4503343 | PLINTH MEDICAL | PM | 1 | 35
1110 | IN SERVICE | SOL0156 | ST MARY'S COMMUNITY HEALTH CAMPUS | SEXUAL HEALTH | SCALES | MPPS-250 | 8LC028903 | MARSDEN | PM | 1 | 15
1111 | IN SERVICE | SOL6546 | ST MARY'S COMMUNITY HEALTH CAMPUS | SEXUAL HEALTH | LIGHT-EXAMINATION | LHH20 | NOT FOUND | LUXO LTD | PM | 1 | 10
1113 | IN SERVICE | SOL0140 | ST MARY'S COMMUNITY HEALTH CAMPUS | SEXUAL HEALTH | SCALES | MPPS-250 | 21105262 | MARSDEN | PM | 1 | 15
1114 | IN SERVICE | SOL0137 | ST MARY'S COMMUNITY HEALTH CAMPUS | SEXUAL HEALTH | SCALE-CHAIR | DP3810/M-200 | 21105387 | MARSDEN | PM | 1 | 15
1115 | IN SERVICE | SOL0785 | JUBILEE HOUSE | INPATIENT UNIT-END OF LIFE CARE | MATTRESS PUMP | NIMBUS 3 | 151053128 | ARJO HUNTLEIGH | PM | 1 | 45
1116 | IN SERVICE | SOL1172 | MEDINA HOUSE | COMMUNITY NURSING-FIRST FLOOR | INFUSION PUMP-SYRINGE | T34 | S83538 | CME MCKINLEY | PM | 1 | 55
1118 | IN SERVICE | SOL5780 | ST MARY'S COMMUNITY HEALTH CAMPUS | COMMUNITY NURSING TEAM | INFUSION PUMP-SYRINGE | T34 | S83661 | CME MCKINLEY | PM | 1 | 55
1124 | IN SERVICE | SOL6582 | ST MARY'S COMMUNITY HEALTH CAMPUS | SEXUAL HEALTH | LIGHT-EXAMINATION | C50FXMP | 28185/2 | BRANDON MEDICAL | PM | 1 | 10
1126 | IN SERVICE | SOL6651 | JUBILEE HOUSE | INPATIENT UNIT-END OF LIFE CARE | MATTRESS PUMP | NIMBUS 3 | NB314801 | ARJO HUNTLEIGH | PM | 1 | 45
1129 | IN SERVICE | SOL6149 | MARY ROSE SCHOOL | CHILDREN COMMUNITY NURSING-CLINIC ROOM | THERMOMETER | THERMOSCAN PRO 4000 | 11112513604 | BRAUN | PM | 1 | 15
1130 | IN SERVICE | SOL6147 | MARY ROSE SCHOOL | CHILDREN COMMUNITY NURSING-CLINIC ROOM | BLOOD PRESSURE MONITOR | ANEROID | NOT FOUND | ACCOSON | PM | 1 | 8
1131 | IN SERVICE | SOL6143 | MARY ROSE SCHOOL | CHILDREN COMMUNITY NURSING-CLINIC ROOM | PLINTH | 502-E | 502EW06042237 | PLINTH MEDICAL | PM | 1 | 35
1132 | IN SERVICE | SOL6151 | MARY ROSE SCHOOL | CHILDREN COMMUNITY NURSING-CLINIC ROOM | SCALES | 955 | 5955-267118013 | SECA LTD | PM | 1 | 15
1133 | IN SERVICE | SOL6146 | MARY ROSE SCHOOL | CHILDREN COMMUNITY NURSING-CLINIC ROOM | ASPIRATOR | LSU | 78381360108 | LAERDAL MEDICAL | PM | 1 | 25
1137 | IN SERVICE | SOL6865 | ST MARY'S COMMUNITY HEALTH CAMPUS | PORTSMOUTH REHAB AND REABLEMENT TEAM - PRRT | GLUCOMETER | FREESTYLE OPTIUM NEO | LAMV358S00916 | ABBOTS MEDICAL | ASSET ONLY | 1 | NOT TO BE PRICED
1140 | IN SERVICE | SOL6905 | ST MARY'S COMMUNITY HEALTH CAMPUS | PORTSMOUTH REHAB AND REABLEMENT TEAM - PRRT | GLUCOMETER | FREESTYLE OPTIUM NEO | LAMV358S02285 | ABBOTS MEDICAL | ASSET ONLY | 1 | NOT TO BE PRICED
1149 | IN SERVICE | SOL3354 | BATTENBURG AVENUE CLINIC | CHILDREN COMMUNITY NURSING-CHILD NURSING | ASPIRATOR | VARIO 18 | 1244952 | MEDELA | PM | 1 | 25
1153 | IN SERVICE | SOL5777 | BATTENBURG AVENUE CLINIC | CHILDREN COMMUNITY NURSING-CHILD NURSING | VENTILATOR | NIPPY JUNIOR+ | 2012-15713 | BREAS MEDICAL | PM | 1 | 250
1156 | IN SERVICE | SOL6731 | BATTENBURG AVENUE CLINIC | CHILDREN COMMUNITY NURSING-CHILD NURSING | ASPIRATOR | CLARIO | 1360195 | MEDELA | PM | 1 | 25
1157 | IN SERVICE | SOL7968 | BATTENBURG AVENUE CLINIC | CHILDREN COMMUNITY NURSING-CHILD NURSING | ASPIRATOR | LSU | 78070780266 | LAERDAL MEDICAL | PM | 1 | 25
1159 | IN SERVICE | SOL5729 | BATTENBURG AVENUE CLINIC | CHILDREN COMMUNITY NURSING-CHILD NURSING | ASPIRATOR | LSU | 78381360109 | LAERDAL MEDICAL | PM | 1 | 25
1162 | IN SERVICE | SOL1186 | LAKE ROAD HEALTH CENTRE | PODIATRY-PODIATRY CLINIC | DRILL-PODIATRY | BERCHTOLD S35 | 6425 | CANONBURY | PM | 1 | 45
1163 | IN SERVICE | SOL1180 | LAKE ROAD HEALTH CENTRE | PODIATRY-PODIATRY CLINIC | DRILL-PODIATRY | BERCHTOLD S35 | 4989 | CANONBURY | PM | 1 | 45
1165 | IN SERVICE | SOL0033 | ST MARY'S COMMUNITY HEALTH CAMPUS | SPINNAKER WARD | CUSHION PUMP | AURA | S1004980 | ARJO HUNTLEIGH | PM | 1 | 45
1166 | IN SERVICE | SOL1224 | ST MARY'S COMMUNITY HEALTH CAMPUS | PODIATRY-PODIATRY CLINIC | DRILL-PODIATRY | BERCHTOLD S35 | 4985 | CANONBURY | PM | 1 | 45
1169 | IN SERVICE | SOL4716 | CIVIC OFFICES PORTSMOUTH | HEALTH VISITING AND SCHOOL NURSING-LEVEL 2 CORE 1 | SCALES | 384 | 538428710-3908 | SECA LTD | PM | 1 | 15
1170 | IN SERVICE | SOL4783 | CIVIC OFFICES PORTSMOUTH | HEALTH VISITING AND SCHOOL NURSING-LEVEL 2 CORE 1 | SCALES | MS4202 | 9DC032367 | MARSDEN | PM | 1 | 15
1171 | IN SERVICE | SOL5887 | ROYAL SOUTH HANTS HOSPITAL | SEXUAL HEALTH | ULTRASOUND TRANSDUCER | C603/5-2 MHZ | 03RGWL | SONOSITE | OEM-AIH | 1 | FOC
1172 | IN SERVICE | SOL2891 | ROYAL SOUTH HANTS HOSPITAL | SEXUAL HEALTH | ULTRASOUND TRANSDUCER | ICT/7 | 03T762 | SONOSITE | OEM-AIH | 1 | FOC
1173 | IN SERVICE | SOL6541 | ROYAL SOUTH HANTS HOSPITAL | SEXUAL HEALTH | ULTRASOUND TRANSDUCER | C60/5-2MHZ | 03Y4RH | SONOSITE | OEM-AIH | 1 | FOC
1174 | IN SERVICE | SOL7499 | MILLBROOK HEALTHCARE | CLINICAL ADVISORY TEAM TVN-UNIT 12 | DOPPLER | D900 | 900LX0A16933-07 | HUNTLEIGH HEALTHCARE | PM | 1 | 30
1175 | IN SERVICE | SOL4756 | ST MARY'S COMMUNITY HEALTH CAMPUS | COMMUNITY NURSING TEAM | DOPPLER | D900 | KAAHS-20391 | HUNTLEIGH HEALTHCARE | PM | 1 | 30
1176 | IN SERVICE | SOL7496 | MILLBROOK HEALTHCARE | CLINICAL ADVISORY TEAM TVN-UNIT 12 | DOPPLER | D900 | D900X0550384-02 | HUNTLEIGH HEALTHCARE | PM | 1 | 30
1179 | IN SERVICE | SOL0059 | ST MARY'S COMMUNITY HEALTH CAMPUS | SPINNAKER WARD | THERMOMETER | THERMOSCAN PRO 4000 | 11117220348 | BRAUN | PM | 1 | 15
1180 | IN SERVICE | SOL3697 | ALDERSHOT CENTRE FOR HEALTH | DENTAL-SURGERY 2 | DENTAL SCAVENGING UNIT | MINISCAV | 09-170 | RA MEDICAL | ASSET ONLY | 1 | NOT TO BE PRICED
1181 | IN SERVICE | SOL3708 | ALDERSHOT CENTRE FOR HEALTH | DENTAL-SURGERY 3 | DENTAL SCAVENGING UNIT | MINISCAV | 09-171 | RA MEDICAL | ASSET ONLY | 1 | NOT TO BE PRICED
1191 | IN SERVICE | SOL6916 | ST MARY'S COMMUNITY HEALTH CAMPUS | COMMUNITY NURSING TEAM | THERMOMETER | THERMOSCAN | 30114K38746 | BRAUN | PM | 1 | 15
1192 | IN SERVICE | SOL6837 | ST MARY'S COMMUNITY HEALTH CAMPUS | PORTSMOUTH REHAB AND REABLEMENT TEAM - PRRT | PULSE OXIMETER-FINGER | MD300C2 | 150201901148 | BEIJING CHOICE ELECTRONICS | PM | 1 | 15
1193 | IN SERVICE | SOL6812 | ST MARY'S COMMUNITY HEALTH CAMPUS | PORTSMOUTH REHAB AND REABLEMENT TEAM - PRRT | GLUCOMETER | OPTIUM XCEED | XCMR189-POE37 | ABBOTS MEDICAL | ASSET ONLY | 1 | NOT TO BE PRICED
1194 | IN SERVICE | SOL6832 | ST MARY'S COMMUNITY HEALTH CAMPUS | PORTSMOUTH REHAB AND REABLEMENT TEAM - PRRT | GLUCOMETER | OPTIUM XCEED | XAMN2971303 | ABBOTS MEDICAL | ASSET ONLY | 1 | NOT TO BE PRICED
1196 | IN SERVICE | SOL6831 | ST MARY'S COMMUNITY HEALTH CAMPUS | PORTSMOUTH REHAB AND REABLEMENT TEAM - PRRT | GLUCOMETER | OPTIUM XCEED | XCE858-1162 | ABBOTS MEDICAL | ASSET ONLY | 1 | NOT TO BE PRICED
1197 | IN SERVICE | SOL6917 | ST MARY'S COMMUNITY HEALTH CAMPUS | PORTSMOUTH REHAB AND REABLEMENT TEAM - PRRT | GLUCOMETER | OPTIUM XCEED | XCMR069-PO23A | ABBOTS MEDICAL | ASSET ONLY | 1 | NOT TO BE PRICED
1198 | IN SERVICE | SOL6841 | ST MARY'S COMMUNITY HEALTH CAMPUS | PORTSMOUTH REHAB AND REABLEMENT TEAM - PRRT | GLUCOMETER | FREESTYLE OPTIUM NEO | LAMV077S01784 | ABBOTS MEDICAL | ASSET ONLY | 1 | NOT TO BE PRICED
1199 | IN SERVICE | SOL6797 | ST MARY'S COMMUNITY HEALTH CAMPUS | PORTSMOUTH REHAB AND REABLEMENT TEAM - PRRT | GLUCOMETER | FREESTYLE OPTIUM NEO | LAMU295S01959 | ABBOTS MEDICAL | ASSET ONLY | 1 | NOT TO BE PRICED
1201 | IN SERVICE | SOL6838 | ST MARY'S COMMUNITY HEALTH CAMPUS | PORTSMOUTH REHAB AND REABLEMENT TEAM - PRRT | GLUCOMETER | FREESTYLE OPTIUM NEO | LAMV077S02410 | ABBOTS MEDICAL | ASSET ONLY | 1 | NOT TO BE PRICED
1212 | IN SERVICE | SOL6787 | ST MARY'S COMMUNITY HEALTH CAMPUS | PORTSMOUTH REHAB AND REABLEMENT TEAM - PRRT | THERMOMETER | THERMOSCAN IRT4520 | 27111K06335 | BRAUN | PM | 1 | 15
1215 | IN SERVICE | SOL6781 | ST MARY'S COMMUNITY HEALTH CAMPUS | PORTSMOUTH REHAB AND REABLEMENT TEAM - PRRT | PULSE OXIMETER-FINGER | W4350 | 10151040473 | MERLIN MEDICAL | PM | 1 | 15
1218 | IN SERVICE | SOL6821 | ST MARY'S COMMUNITY HEALTH CAMPUS | PORTSMOUTH REHAB AND REABLEMENT TEAM - PRRT | PULSE OXIMETER-FINGER | W4350 | 160903900676 | MERLIN MEDICAL | PM | 1 | 15
1220 | IN SERVICE | SOL6918 | ST MARY'S COMMUNITY HEALTH CAMPUS | PORTSMOUTH REHAB AND REABLEMENT TEAM - PRRT | PULSE OXIMETER-FINGER | W4350 | 160903900085 | MERLIN MEDICAL | PM | 1 | 15
1222 | IN SERVICE | SOL6839 | ST MARY'S COMMUNITY HEALTH CAMPUS | PORTSMOUTH REHAB AND REABLEMENT TEAM - PRRT | BLOOD PRESSURE MONITOR | ANEROID | 130310264 | ACCOSON | PM | 1 | 8
1229 | IN SERVICE | SOL6848 | ST MARY'S COMMUNITY HEALTH CAMPUS | PORTSMOUTH REHAB AND REABLEMENT TEAM - PRRT | BLOOD PRESSURE MONITOR | TOPAZ | NOT FOUND | TIMESCO | PM | 1 | 8
1231 | IN SERVICE | SOL6873 | ST MARY'S COMMUNITY HEALTH CAMPUS | PORTSMOUTH REHAB AND REABLEMENT TEAM - PRRT | BLOOD PRESSURE MONITOR | TOPAZ | NOT FOUND | TIMESCO | PM | 1 | 8
1232 | IN SERVICE | SOL0216 | ST MARY'S COMMUNITY HEALTH CAMPUS | PHYSIOTHERAPY-PHYSIOTHERAPY ROOM | ULTRASOUND TRANSDUCER | LA-510 | 080331EA | ECHOSON | OEM-AIH | 1 | FOC
1233 | IN SERVICE | SOL0217 | ST MARY'S COMMUNITY HEALTH CAMPUS | PHYSIOTHERAPY-PHYSIOTHERAPY ROOM | ULTRASOUND TRANSDUCER | LA-912 | 080334EM | ECHOSON | OEM-AIH | 1 | FOC
1234 | IN SERVICE | SOL0214 | ST MARY'S COMMUNITY HEALTH CAMPUS | PHYSIOTHERAPY-PHYSIOTHERAPY ROOM | ULTRASOUND MACHINE DIAGNOSTIC | EPIDOT S | 080309AE | ECHOSON | OEM-AIH | 1 | 375
1235 | IN SERVICE | SOL0215 | ST MARY'S COMMUNITY HEALTH CAMPUS | PHYSIOTHERAPY-PHYSIOTHERAPY ROOM | ULTRASOUND MACHINE DIAGNOSTIC | EPIDOT S | 080320AE | ECHOSON | OEM-AIH | 1 | 375
1236 | IN SERVICE | SOL0218 | ST MARY'S COMMUNITY HEALTH CAMPUS | PHYSIOTHERAPY-PHYSIOTHERAPY ROOM | ULTRASOUND TRANSDUCER | LA-510 | 080329EA | ECHOSON | OEM-AIH | 1 | FOC
1237 | IN SERVICE | SOL5942 | ROYAL HAMPSHIRE COUNTY HOSPITAL | DENTAL-BURRELL WING | DENTAL CART | CLESTA II | FB1600127 | BELMONT | ASSET ONLY | 1 | NOT TO BE PRICED
1262 | IN SERVICE | SOL6799 | ST MARY'S COMMUNITY HEALTH CAMPUS | PORTSMOUTH REHAB AND REABLEMENT TEAM - PRRT | PULSE OXIMETER-FINGER | W4350 | 114926100355 | MERLIN MEDICAL | PM | 1 | 15
1263 | IN SERVICE | SOL6798 | ST MARY'S COMMUNITY HEALTH CAMPUS | PORTSMOUTH REHAB AND REABLEMENT TEAM - PRRT | THERMOMETER | THERMOSCAN PRO 4000 | 11101905130 | BRAUN | PM | 1 | 15
1265 | IN SERVICE | SOL2908 | CIVIC OFFICES PORTSMOUTH | HEALTH VISITING AND SCHOOL NURSING-LEVEL 2 CORE 1 | SCALES | 384 | 538428710-3910 | SECA LTD | PM | 1 | 15
1266 | IN SERVICE | SOL2909 | CIVIC OFFICES PORTSMOUTH | HEALTH VISITING AND SCHOOL NURSING-LEVEL 2 CORE 1 | SCALE-BABY | MS4201 | 21302826 | MARSDEN | PM | 1 | 15
1268 | IN SERVICE | SOL0472 | ST MARY'S COMMUNITY HEALTH CAMPUS | THE TURNER CENTRE-HOME OXYGEN TEAM | BLOOD PRESSURE MONITOR | TYCOS | 304301187 | WELCH ALLYN | PM | 1 | 8
1269 | IN SERVICE | SOL0435 | ST JAMES HOSPITAL | ADULT MENTAL HEALTH-MAPLE WARD | SCALES | MPPS-ST | 7462 | MARSDEN | PM | 1 | 15
1270 | IN SERVICE | SOL3795 | ST JAMES HOSPITAL | ADULT MENTAL HEALTH-MAPLE WARD | PULSE OXIMETER-HANDHELD | N65 | P11804377 | NELLCOR | PM | 1 | 55
1272 | IN SERVICE | SOL0446 | ST JAMES HOSPITAL | ADULT MENTAL HEALTH-MAPLE WARD | ASPIRATOR | LSU | 78110781162 | LAERDAL MEDICAL | PM | 1 | 25
1273 | IN SERVICE | SOL0454 | ST JAMES HOSPITAL | ADULT MENTAL HEALTH-MAPLE WARD | SCALES | MPPS-ST | 7461 | MARSDEN | PM | 1 | 15
1274 | IN SERVICE | SOL0456 | ST JAMES HOSPITAL | ADULT MENTAL HEALTH-MAPLE WARD | BLOOD PRESSURE MONITOR | GREENLIGHT 300 | 5167 | ACCOSON | PM | 1 | 8
1275 | IN SERVICE | SOL0461 | ST JAMES HOSPITAL | ADULT MENTAL HEALTH-MAPLE WARD | ASPIRATOR | LSU | 78190959826 | LAERDAL MEDICAL | PM | 1 | 25
1276 | IN SERVICE | SOL7404 | CIVIC OFFICES PORTSMOUTH | HEALTH VISITING AND SCHOOL NURSING-LEVEL 2 CORE 1 | SCALES | 384 | 538428710-3988 | SECA LTD | PM | 1 | 15
1277 | IN SERVICE | SOL4781 | CIVIC OFFICES PORTSMOUTH | HEALTH VISITING AND SCHOOL NURSING-LEVEL 2 CORE 1 | SCALES | 384 | 538428710-3965 | SECA LTD | PM | 1 | 15
1278 | IN SERVICE | SOL4718 | CIVIC OFFICES PORTSMOUTH | HEALTH VISITING AND SCHOOL NURSING-LEVEL 2 CORE 1 | SCALE-BABY | MS4201 | 8DC011644 | MARSDEN | PM | 1 | 15
1280 | IN SERVICE | SOL4788 | CIVIC OFFICES PORTSMOUTH | HEALTH VISITING AND SCHOOL NURSING-LEVEL 2 CORE 1 | SCALE-BABY | MS4201 | 21304787 | MARSDEN | PM | 1 | 15
1282 | IN SERVICE | SOL4712 | CIVIC OFFICES PORTSMOUTH | HEALTH VISITING AND SCHOOL NURSING-LEVEL 2 CORE 1 | SCALES | 834 | 5834018086834 | SECA LTD | PM | 1 | 15
1283 | IN SERVICE | SOL2928 | CIVIC OFFICES PORTSMOUTH | HEALTH VISITING AND SCHOOL NURSING-LEVEL 2 CORE 1 | SCALE-BABY | MS4201 | 21302843 | MARSDEN | PM | 1 | 15
1285 | IN SERVICE | SOL4710 | CIVIC OFFICES PORTSMOUTH | HEALTH VISITING AND SCHOOL NURSING-LEVEL 2 CORE 1 | SCALES | 384 | 538428710-3892 | SECA LTD | PM | 1 | 15
1286 | IN SERVICE | SOL4765 | CIVIC OFFICES PORTSMOUTH | HEALTH VISITING AND SCHOOL NURSING-LEVEL 2 CORE 1 | SCALE-BABY | MS4201 | 213202827 | MARSDEN | PM | 1 | 15
1287 | IN SERVICE | SOL7443 | CIVIC OFFICES PORTSMOUTH | HEALTH VISITING AND SCHOOL NURSING-LEVEL 2 CORE 1 | SCALES | 384 | 538428710-3882 | SECA LTD | PM | 1 | 15
1288 | IN SERVICE | SOL2901 | CIVIC OFFICES PORTSMOUTH | HEALTH VISITING AND SCHOOL NURSING-LEVEL 2 CORE 1 | SCALES | 384 | 5384287103870 | SECA LTD | PM | 1 | 15
1289 | IN SERVICE | SOL4770 | CIVIC OFFICES PORTSMOUTH | HEALTH VISITING AND SCHOOL NURSING-LEVEL 2 CORE 1 | SCALES | 384 | 5384202100168 | SECA LTD | PM | 1 | 15
1290 | IN SERVICE | SOL5669 | CIVIC OFFICES PORTSMOUTH | HEALTH VISITING AND SCHOOL NURSING-LEVEL 2 CORE 1 | SCALES | 384 | 538428710-3890 | SECA LTD | PM | 1 | 15
1291 | IN SERVICE | SOL5667 | CIVIC OFFICES PORTSMOUTH | HEALTH VISITING AND SCHOOL NURSING-LEVEL 2 CORE 1 | SCALE-BABY | MS4201 | 21304782 | MARSDEN | PM | 1 | 15
1293 | IN SERVICE | SOL7067 | CIVIC OFFICES PORTSMOUTH | HEALTH VISITING AND SCHOOL NURSING-LEVEL 2 CORE 1 | SCALES | 384 | 5384287103913 | SECA LTD | PM | 1 | 15
1294 | IN SERVICE | SOL3413 | BATTENBURG AVENUE CLINIC | COMMUNITY PAEDIATRIC MEDICAL SERVICES | SCALES | 959 | 1959096112619 | SECA LTD | PM | 1 | 15
1296 | IN SERVICE | SOL3467 | BATTENBURG AVENUE CLINIC | COMMUNITY PAEDIATRIC MEDICAL SERVICES | BLOOD PRESSURE MONITOR | 7051T | 20100900224LF | OMRON HEALTHCARE | PM | 1 | 8
1297 | IN SERVICE | SOL3399 | BATTENBURG AVENUE CLINIC | COMMUNITY PAEDIATRIC MEDICAL SERVICES | SCALE-BABY | MS4201 | 8IC021928 | MARSDEN | PM | 1 | 15
1298 | IN SERVICE | SOL3474 | BATTENBURG AVENUE CLINIC | COMMUNITY PAEDIATRIC MEDICAL SERVICES | BLOOD PRESSURE MONITOR | HEM-907E | 20110300254AF | OMRON HEALTHCARE | PM | 1 | 8
1299 | IN SERVICE | SOL3469 | BATTENBURG AVENUE CLINIC | COMMUNITY PAEDIATRIC MEDICAL SERVICES | SCALES | 959 | 1959-0906112610 | SECA LTD | PM | 1 | 15
1300 | IN SERVICE | SOL3471 | BATTENBURG AVENUE CLINIC | COMMUNITY PAEDIATRIC MEDICAL SERVICES | SCALE-BABY | 385 | 5385049116429 | SECA LTD | PM | 1 | 15
1301 | IN SERVICE | SOL7627 | BATTENBURG AVENUE CLINIC | COMMUNITY PAEDIATRIC MEDICAL SERVICES | BLOOD PRESSURE MONITOR | HEM-907E | 20110300100AF | OMRON HEALTHCARE | PM | 1 | 8
1302 | IN SERVICE | SOL3463 | BATTENBURG AVENUE CLINIC | COMMUNITY PAEDIATRIC MEDICAL SERVICES | SCALE-BABY | 385 | 5385049116438 | SECA LTD | PM | 1 | 15
1303 | IN SERVICE | SOL3465 | BATTENBURG AVENUE CLINIC | COMMUNITY PAEDIATRIC MEDICAL SERVICES | SCALES | 959 | 1959096112683 | SECA LTD | PM | 1 | 15
1304 | IN SERVICE | SOL5877 | BATTENBURG AVENUE CLINIC | COMMUNITY PAEDIATRIC MEDICAL SERVICES | SCALES | MS4202 | OAC040701 | MARSDEN | PM | 1 | 15
1305 | IN SERVICE | SOL7636 | BATTENBURG AVENUE CLINIC | COMMUNITY PAEDIATRIC MEDICAL SERVICES | SCALES | 877 | 5877040107194 | SECA LTD | PM | 1 | 15
1306 | IN SERVICE | SOL4768 | CIVIC OFFICES PORTSMOUTH | HEALTH VISITING AND SCHOOL NURSING-LEVEL 2 CORE 1 | SCALES | 384 | 8094837 | SECA LTD | PM | 1 | 15
1307 | IN SERVICE | SOL3453 | BATTENBURG AVENUE CLINIC | COMMUNITY PAEDIATRIC MEDICAL SERVICES | SCALES | MPD-250 | 0GC047794 | MARSDEN | PM | 1 | 15
1309 | IN SERVICE | SOL3452 | BATTENBURG AVENUE CLINIC | COMMUNITY PAEDIATRIC MEDICAL SERVICES | SCALES | MS4202 | 8HC021243 | MARSDEN | PM | 1 | 15
1310 | IN SERVICE | SOL6311 | MEDINA HOUSE | COMMUNITY NURSING-FIRST FLOOR | INFUSION PUMP-SYRINGE | T34 | 87489 | CME MCKINLEY | PM | 1 | 55
1313 | IN SERVICE | SOL6377 | MEDINA HOUSE | COMMUNITY NURSING-FIRST FLOOR | PULSE OXIMETER-FINGER | W4350 | 104926100973 | MERLIN MEDICAL | PM | 1 | 15
1314 | IN SERVICE | SOL4885 | ST MARY'S COMMUNITY HEALTH CAMPUS | COMMUNITY NURSING TEAM | THERMOMETER | THERMOSCAN PRO 4000 | 05311K02006 | BRAUN | PM | 1 | 15
1316 | IN SERVICE | SOL4895 | ST MARY'S COMMUNITY HEALTH CAMPUS | COMMUNITY NURSING TEAM | PULSE OXIMETER-FINGER | W4350 | 104926100347 | MERLIN MEDICAL | PM | 1 | 15
1318 | IN SERVICE | SOL0494 | ST JAMES HOSPITAL | THE LIMES-OAKDENE WARD | ASPIRATOR | LSU | 78190959830 | LAERDAL MEDICAL | PM | 1 | 25
1319 | IN SERVICE | SOL0487 | ST JAMES HOSPITAL | THE LIMES-OAKDENE WARD | ASPIRATOR | LSU | 78190959831 | LAERDAL MEDICAL | PM | 1 | 25
1320 | IN SERVICE | SOL0066 | ST MARY'S COMMUNITY HEALTH CAMPUS | SPINNAKER WARD | BED-ELECTRIC | ELEGANZA | 20130026572 | LINET | PM | 1 | 20
1321 | IN SERVICE | SOL0081 | ST MARY'S COMMUNITY HEALTH CAMPUS | SPINNAKER WARD | BED-ELECTRIC | ELEGANZA | 20130026559 | LINET | PM | 1 | 20
1322 | IN SERVICE | SOL0046 | ST MARY'S COMMUNITY HEALTH CAMPUS | SPINNAKER WARD | BED-ELECTRIC | ELEGANZA | 20130026562 | PEGASUS LTD | PM | 1 | 20
1323 | IN SERVICE | SOL0070 | ST MARY'S COMMUNITY HEALTH CAMPUS | SPINNAKER WARD | BED-ELECTRIC | ELEGANZA | 20130026575 | LINET | PM | 1 | 20
1324 | IN SERVICE | SOL0073 | ST MARY'S COMMUNITY HEALTH CAMPUS | SPINNAKER WARD | BED-ELECTRIC | ELEGANZA | 20130026558 | LINET | PM | 1 | 20
1325 | IN SERVICE | SOL0092 | ST MARY'S COMMUNITY HEALTH CAMPUS | SPINNAKER WARD | BED-ELECTRIC | INNOV8 LOW | J00509171.4.0215 | SIDHILL | PM | 1 | 20
1326 | IN SERVICE | SOL0110 | ST MARY'S COMMUNITY HEALTH CAMPUS | SPINNAKER WARD | BED-ELECTRIC | ELEGANZA | 20130026573 | LINET | PM | 1 | 20
1327 | IN SERVICE | SOL0113 | ST MARY'S COMMUNITY HEALTH CAMPUS | SPINNAKER WARD | BED-ELECTRIC | ELEGANZA | 20130026565 | LINET | PM | 1 | 20
1328 | IN SERVICE | SOL0002 | ST MARY'S COMMUNITY HEALTH CAMPUS | SPINNAKER WARD | BED-ELECTRIC | ELEGANZA | 20130026563 | LINET | PM | 1 | 20
1329 | IN SERVICE | SOL0658 | ST JAMES HOSPITAL | THE TURNER CENTRE-OUTPATIENTS | BLOOD PRESSURE MONITOR | MX3 | 5X11239L | OMRON HEALTHCARE | PM | 1 | 8
1333 | IN SERVICE | SOL7718 | CIVIC OFFICES PORTSMOUTH | HEALTH VISITING AND SCHOOL NURSING-LEVEL 2 CORE 1 | PULSE OXIMETER-HANDHELD | PM100N | MBH1503737 | COVIDIEN | PM | 1 | 55
1335 | IN SERVICE | SOL1099 | QUEEN ALEXANDRA HOSPITAL | DENTAL-POSWILLO DENTAL CENTRE | SCALES | 899 | 5899047115767 | SECA LTD | OEM-AIH | 1 | 70
1339 | IN SERVICE | SOL1135 | QUEEN ALEXANDRA HOSPITAL | DENTAL-POSWILLO DENTAL CENTRE | FLOWMETER-O2-SINGLE | 9910-029 | NOT FOUND | EAST HEALTHCARE | OEM-AIH | 1 | 5
1344 | IN SERVICE | SOL6689 | JUBILEE HOUSE | PALLIATIVE CARE-FIRST FLOOR | THERMOMETER | THERMOSCAN 6022 | 11109198661 | BRAUN | PM | 1 | 15
1346 | IN SERVICE | SOL5170 | JUBILEE HOUSE | PALLIATIVE CARE-FIRST FLOOR | PULSE OXIMETER-FINGER | W4350 | 134826100022 | MERLIN MEDICAL | PM | 1 | 15
1347 | IN SERVICE | SOL5167 | JUBILEE HOUSE | PALLIATIVE CARE-FIRST FLOOR | PULSE OXIMETER-FINGER | W4350 | 134826100150 | MERLIN MEDICAL | PM | 1 | 15
1350 | IN SERVICE | SOL5726 | BATTENBURG AVENUE CLINIC | CHILDREN COMMUNITY NURSING-CHILD NURSING | INFUSION PUMP-SYRINGE | T34 | S83993 | CME MCKINLEY | PM | 1 | 55
1351 | IN SERVICE | SOL3376 | BATTENBURG AVENUE CLINIC | CHILDREN COMMUNITY NURSING-CHILD NURSING | INFUSION PUMP-SYRINGE | T34 | S83927 | CME MCKINLEY | PM | 1 | 55
1357 | IN SERVICE | SOL7806 | BATTENBURG AVENUE CLINIC | CHILDREN COMMUNITY NURSING-CHILD NURSING | ASPIRATOR | SAM 12 | 7806 | MG ELECTRIC LTD | PM | 1 | 25
1362 | IN SERVICE | SOL3370 | BATTENBURG AVENUE CLINIC | CHILDREN COMMUNITY NURSING-CHILD NURSING | VENTILATOR | NIPPY JUNIOR+ | 2006-6236 | BREAS MEDICAL | PM | 1 | 250
1364 | IN SERVICE | SOL7023 | BATTENBURG AVENUE CLINIC | CHILDREN COMMUNITY NURSING-CHILD NURSING | VENTILATOR | NIPPY JUNIOR+ | 2006-6766 | BREAS MEDICAL | PM | 1 | 250
1365 | IN SERVICE | SOL3372 | BATTENBURG AVENUE CLINIC | CHILDREN COMMUNITY NURSING-CHILD NURSING | VENTILATOR | NIPPY 3 JUNIOR | 2003-4832 | BREAS MEDICAL | PM | 1 | 250
1366 | IN SERVICE | SOL11343 | BATTENBURG AVENUE CLINIC | CHILDREN COMMUNITY NURSING-CHILD NURSING | PULSE OXIMETER-HANDHELD | PM100N | MBH1504003 | COVIDIEN | PM | 1 | 55
1367 | IN SERVICE | SOL0666 | BATTENBURG AVENUE CLINIC | CHILDREN COMMUNITY NURSING-CHILD NURSING | PULSE OXIMETER-HANDHELD | N560 | 11106110104 | NELLCOR | PM | 1 | 55
1368 | IN SERVICE | SOL0667 | BATTENBURG AVENUE CLINIC | CHILDREN COMMUNITY NURSING-CHILD NURSING | PULSE OXIMETER-HANDHELD | N550 | PA10405 00316 | NELLCOR | PM | 1 | 55
1370 | IN SERVICE | SOL0127 | ST MARY'S COMMUNITY HEALTH CAMPUS | ADULT MENTAL HEALTH DEPARTMENT | BLOOD PRESSURE MONITOR | BIG BEN SQUARE | 150624103 | RIESTER RUDOLF | PM | 1 | 8
1371 | IN SERVICE | SOL0126 | ST MARY'S COMMUNITY HEALTH CAMPUS | ADULT MENTAL HEALTH DEPARTMENT | SCALES | 799 | 5799-075088338 | SECA LTD | PM | 1 | 15
1381 | IN SERVICE | SOL1072 | QUEEN ALEXANDRA HOSPITAL | DENTAL-POSWILLO DENTAL CENTRE | DENTAL CURING LIGHT | OPTIMA 10 | L15B0096H2 | BA INTERNATIONAL | OEM-AIH | 1 | 15
1383 | IN SERVICE | SOL0729 | ST JAMES HOSPITAL | CHILD AND ADOLESCENT MHS-FALCON HOUSE | SCALES | 877 | 5877343108213 | SECA LTD | PM | 1 | 15
1384 | IN SERVICE | SOL8007 | ST JAMES HOSPITAL | CHILD AND ADOLESCENT MHS-FALCON HOUSE | VITAL SIGNS MONITOR | VSM 300 | JA 045457 | WELCH ALLYN | PM | 1 | 55
1385 | IN SERVICE | SOL0727 | ST JAMES HOSPITAL | CHILD AND ADOLESCENT MHS-FALCON HOUSE | VITAL SIGNS MONITOR | VSM 300 | JA027545 | WELCH ALLYN | PM | 1 | 55
1386 | IN SERVICE | SOL0728 | ST JAMES HOSPITAL | CHILD AND ADOLESCENT MHS-FALCON HOUSE | VITAL SIGNS MONITOR | VSM 300 | JA001210 | WELCH ALLYN | PM | 1 | 55
1387 | IN SERVICE | SOL0726 | ST JAMES HOSPITAL | CHILD AND ADOLESCENT MHS-FALCON HOUSE | SCALES | MPMS-250 | 8AC011237 | MARSDEN | PM | 1 | 15
1388 | IN SERVICE | SOL0724 | ST JAMES HOSPITAL | CHILD AND ADOLESCENT MHS-FALCON HOUSE | VITAL SIGNS MONITOR | 52000 | 200302939 | WELCH ALLYN | PM | 1 | 55
1389 | IN SERVICE | SOL2900 | CIVIC OFFICES PORTSMOUTH | HEALTH VISITING AND SCHOOL NURSING-LEVEL 2 CORE 1 | SCALES | 384 | 5384-287103894 | SECA LTD | PM | 1 | 15
1390 | IN SERVICE | SOL4714 | CIVIC OFFICES PORTSMOUTH | HEALTH VISITING AND SCHOOL NURSING-LEVEL 2 CORE 1 | SCALES | 384 | 5384287103874 | SECA LTD | PM | 1 | 15
1391 | IN SERVICE | SOL4713 | CIVIC OFFICES PORTSMOUTH | HEALTH VISITING AND SCHOOL NURSING-LEVEL 2 CORE 1 | SCALE-BABY | MS4201 | 21304770 | MARSDEN | PM | 1 | 15
1392 | IN SERVICE | SOL4720 | CIVIC OFFICES PORTSMOUTH | HEALTH VISITING AND SCHOOL NURSING-LEVEL 2 CORE 1 | SCALE-BABY | MS4201 | 21302824 | MARSDEN | PM | 1 | 15
1393 | IN SERVICE | SOL2916 | CIVIC OFFICES PORTSMOUTH | HEALTH VISITING AND SCHOOL NURSING-LEVEL 2 CORE 1 | SCALE-BABY | MS4201 | 21304784 | MARSDEN | PM | 1 | 15
1395 | IN SERVICE | SOL2902 | CIVIC OFFICES PORTSMOUTH | HEALTH VISITING AND SCHOOL NURSING-LEVEL 2 CORE 1 | SCALES | MS4101 | 6KTO33752 | MARSDEN | PM | 1 | 15
1397 | IN SERVICE | SOL4786 | CIVIC OFFICES PORTSMOUTH | HEALTH VISITING AND SCHOOL NURSING-LEVEL 2 CORE 1 | SCALE-BABY | MS4201 | 8DC011575 | MARSDEN | PM | 1 | 15
1398 | IN SERVICE | SOL2914 | CIVIC OFFICES PORTSMOUTH | HEALTH VISITING AND SCHOOL NURSING-LEVEL 2 CORE 1 | SCALES | 384 | 5384-202100169 | SECA LTD | PM | 1 | 15
1399 | IN SERVICE | SOL4998 | CIVIC OFFICES PORTSMOUTH | HEALTH VISITING AND SCHOOL NURSING-LEVEL 2 CORE 1 | SCALES | 384 | 538422110-1423 | SECA LTD | PM | 1 | 15
1401 | IN SERVICE | SOL2918 | CIVIC OFFICES PORTSMOUTH | HEALTH VISITING AND SCHOOL NURSING-LEVEL 2 CORE 1 | SCALES | 384 | 5384287103872 | SECA LTD | PM | 1 | 15
1402 | IN SERVICE | SOL4789 | CIVIC OFFICES PORTSMOUTH | HEALTH VISITING AND SCHOOL NURSING-LEVEL 2 CORE 1 | SCALE-BABY | MS4201 | 8DC011626 | MARSDEN | PM | 1 | 15
1403 | IN SERVICE | SOL5672 | CIVIC OFFICES PORTSMOUTH | HEALTH VISITING AND SCHOOL NURSING-LEVEL 2 CORE 1 | SCALES | 384 | 5384347117349 | SECA LTD | PM | 1 | 15
1404 | IN SERVICE | SOL2924 | CIVIC OFFICES PORTSMOUTH | HEALTH VISITING AND SCHOOL NURSING-LEVEL 2 CORE 1 | SCALES | MS4101 | 6KT033819 | MARSDEN | PM | 1 | 15
1406 | IN SERVICE | SOL2903 | CIVIC OFFICES PORTSMOUTH | HEALTH VISITING AND SCHOOL NURSING-LEVEL 2 CORE 1 | SCALES | 384 | 538428710-3964 | SECA LTD | PM | 1 | 15
1407 | IN SERVICE | SOL2926 | CIVIC OFFICES PORTSMOUTH | HEALTH VISITING AND SCHOOL NURSING-LEVEL 2 CORE 1 | SCALES | 384 | 538428710-3967 | SECA LTD | PM | 1 | 15
1408 | IN SERVICE | SOL2915 | CIVIC OFFICES PORTSMOUTH | HEALTH VISITING AND SCHOOL NURSING-LEVEL 2 CORE 1 | SCALES | 384 | 538428710-3915 | SECA LTD | PM | 1 | 15
1409 | IN SERVICE | SOL2927 | CIVIC OFFICES PORTSMOUTH | HEALTH VISITING AND SCHOOL NURSING-LEVEL 2 CORE 1 | SCALES | 384 | 538422110-1414 | SECA LTD | PM | 1 | 15
1410 | IN SERVICE | SOL2904 | CIVIC OFFICES PORTSMOUTH | HEALTH VISITING AND SCHOOL NURSING-LEVEL 2 CORE 1 | SCALES | 384 | 538428710-3884 | SECA LTD | PM | 1 | 15
1411 | IN SERVICE | SOL0640 | ST MARY'S COMMUNITY HEALTH CAMPUS | PODIATRY-PODIATRY CLINIC | VITAL SIGNS MONITOR | VSM 300 | JA119948 | WELCH ALLYN | PM | 1 | 55
1412 | IN SERVICE | SOL7805 | BATTENBURG AVENUE CLINIC | CHILDREN COMMUNITY NURSING-CHILD NURSING | ASPIRATOR | SAM 12 | 0416-0786 | MG ELECTRIC LTD | PM | 1 | 25
1413 | IN SERVICE | SOL3356 | BATTENBURG AVENUE CLINIC | CHILDREN COMMUNITY NURSING-CHILD NURSING | ASPIRATOR | SAM 12 | 0416-0785 | MG ELECTRIC LTD | PM | 1 | 25
1414 | IN SERVICE | SOL0656 | ST JAMES HOSPITAL | THE TURNER CENTRE-OUTPATIENTS | ASPIRATOR | VENTURI TG 600/08 | CVEN53 | TALLEY MEDICAL | PM | 1 | 25
1415 | IN SERVICE | SOL0654 | ST MARY'S COMMUNITY HEALTH CAMPUS | PODIATRY-PODIATRY CLINIC | THERMOMETER | GENTLE TEMP 510 | 20131200085UF | OMRON HEALTHCARE | PM | 1 | 15
1416 | IN SERVICE | SOL0655 | ST JAMES HOSPITAL | THE TURNER CENTRE-OUTPATIENTS | BLOOD PRESSURE MONITOR | ANEROID | 4037015 | WELCH ALLYN | PM | 1 | 8
1418 | IN SERVICE | SOL0585 | WESTERN COMMUNITY HOSPITAL | KITE UNIT | ECG MACHINE | MAC 1200ST | 550062306 | GE HEALTHCARE | PM | 1 | 88
1419 | IN SERVICE | SOL0583 | WESTERN COMMUNITY HOSPITAL | KITE UNIT | VITAL SIGNS MONITOR | VSM 300 | JA059094 | WELCH ALLYN | PM | 1 | 55
1420 | IN SERVICE | SOL0584 | WESTERN COMMUNITY HOSPITAL | KITE UNIT | PULSE OXIMETER-HANDHELD | N65 | P11803355 | NELLCOR | PM | 1 | 55
1421 | IN SERVICE | SOL0594 | WESTERN COMMUNITY HOSPITAL | KITE UNIT | ASPIRATOR | LSU | 78130958553 | LAERDAL MEDICAL | PM | 1 | 25
1422 | IN SERVICE | SOL0515 | ST JAMES HOSPITAL | THE LIMES-BROOKER UNIT | BLOOD PRESSURE MONITOR | GREENLIGHT 300 | 10-003013 | ACCOSON | PM | 1 | 8
1423 | IN SERVICE | SOL0527 | ST JAMES HOSPITAL | THE LIMES-BROOKER UNIT | ASPIRATOR | LSU | 78010778807 | LAERDAL MEDICAL | PM | 1 | 25
1424 | IN SERVICE | SOL0595 | WESTERN COMMUNITY HOSPITAL | KITE UNIT | SCALES | MPPS-250 | 8FC018774 | MARSDEN | PM | 1 | 15
1426 | IN SERVICE | SOL4868 | ST MARY'S COMMUNITY HEALTH CAMPUS | COMMUNITY NURSING TEAM | INFUSION PUMP-SYRINGE | T34 | S79554 | CME MCKINLEY | PM | 1 | 55
1429 | IN SERVICE | SOL4826 | ST MARY'S COMMUNITY HEALTH CAMPUS | COMMUNITY NURSING TEAM | INFUSION PUMP-SYRINGE | T34 | S79565 | CME MCKINLEY | PM | 1 | 55
1430 | IN SERVICE | SOL4821 | ST MARY'S COMMUNITY HEALTH CAMPUS | COMMUNITY NURSING TEAM | INFUSION PUMP-SYRINGE | T34 | S79523 | CME MCKINLEY | PM | 1 | 55
1432 | IN SERVICE | SOL4823 | MEDINA HOUSE | DISTRICT NURSING | INFUSION PUMP-SYRINGE | T34 | S79610 | CME MCKINLEY | PM | 1 | 55
1434 | IN SERVICE | SOL0108 | ST MARY'S COMMUNITY HEALTH CAMPUS | SPINNAKER WARD | INFUSION PUMP-VOLUMETRIC | GRASEBY 500 | 11016647 | SMITHS MEDICAL | PM | 1 | 55
1435 | IN SERVICE | SOL0019 | ST MARY'S COMMUNITY HEALTH CAMPUS | SPINNAKER WARD | INFUSION PUMP-VOLUMETRIC | GRASEBY 500 | 11017364 | SMITHS MEDICAL | PM | 1 | 55
1438 | IN SERVICE | SOL0020 | ST MARY'S COMMUNITY HEALTH CAMPUS | SPINNAKER WARD | BLOOD PRESSURE MONITOR | GREENLIGHT 300 | 10005080 | ACCOSON | PM | 1 | 8
1439 | IN SERVICE | SOL0061 | ST MARY'S COMMUNITY HEALTH CAMPUS | SPINNAKER WARD | BLOOD PRESSURE MONITOR | GREENLIGHT 300 | NOT FOUND | ACCOSON | PM | 1 | 8
1441 | IN SERVICE | SOL0063 | ST MARY'S COMMUNITY HEALTH CAMPUS | SPINNAKER WARD | BLOOD PRESSURE MONITOR | GREENLIGHT 300 | 07-002071 | ACCOSON | PM | 1 | 8
1442 | IN SERVICE | SOL0076 | ST MARY'S COMMUNITY HEALTH CAMPUS | SPINNAKER WARD | ASPIRATOR | LSU | 78070780264 | LAERDAL MEDICAL | PM | 1 | 25
1443 | IN SERVICE | SOL0024 | ST MARY'S COMMUNITY HEALTH CAMPUS | SPINNAKER WARD | SCALE-CHAIR | DP3810/M-200 | 21204353 | MARSDEN | PM | 1 | 15
1444 | IN SERVICE | SOL0057 | ST MARY'S COMMUNITY HEALTH CAMPUS | SPINNAKER WARD | THERMOMETER | THERMOSCAN PRO 4000 | 27211K06348 | BRAUN | PM | 1 | 15
1447 | IN SERVICE | SOL2920 | CIVIC OFFICES PORTSMOUTH | HEALTH VISITING AND SCHOOL NURSING-LEVEL 2 CORE 1 | SCALE-BABY | MS4201 | 21302836 | MARSDEN | PM | 1 | 15
1448 | IN SERVICE | SOL4704 | CIVIC OFFICES PORTSMOUTH | HEALTH VISITING AND SCHOOL NURSING-LEVEL 2 CORE 1 | SCALE-BABY | MS4201 | 21302837 | MARSDEN | PM | 1 | 15
1449 | IN SERVICE | SOL4785 | CIVIC OFFICES PORTSMOUTH | HEALTH VISITING AND SCHOOL NURSING-LEVEL 2 CORE 1 | SCALE-BABY | MS4201 | 21302825 | MARSDEN | PM | 1 | 15
1451 | IN SERVICE | SOL7795 | CIVIC OFFICES PORTSMOUTH | HEALTH VISITING AND SCHOOL NURSING-LEVEL 2 CORE 1 | SCALE-BABY | MS4201 | 21304781 | MARSDEN | PM | 1 | 15
1452 | IN SERVICE | SOL4773 | CIVIC OFFICES PORTSMOUTH | HEALTH VISITING AND SCHOOL NURSING-LEVEL 2 CORE 1 | SCALE-BABY | MS4201 | 21304769 | MARSDEN | PM | 1 | 15
1454 | IN SERVICE | SOL2906 | CIVIC OFFICES PORTSMOUTH | HEALTH VISITING AND SCHOOL NURSING-LEVEL 2 CORE 1 | SCALE-BABY | MS4201 | 21304664 | MARSDEN | PM | 1 | 15
1455 | IN SERVICE | SOL2905 | CIVIC OFFICES PORTSMOUTH | HEALTH VISITING AND SCHOOL NURSING-LEVEL 2 CORE 1 | SCALE-BABY | MS4201 | 21304783 | MARSDEN | PM | 1 | 15
1459 | IN SERVICE | SOL4772 | CIVIC OFFICES PORTSMOUTH | HEALTH VISITING AND SCHOOL NURSING-LEVEL 2 CORE 1 | SCALES | 384 | 538418710-9609 | SECA LTD | PM | 1 | 15
1460 | IN SERVICE | SOL4996 | CIVIC OFFICES PORTSMOUTH | HEALTH VISITING AND SCHOOL NURSING-LEVEL 2 CORE 1 | SCALES | 384 | 538428710-3911 | SECA LTD | PM | 1 | 15
1461 | IN SERVICE | SOL4769 | CIVIC OFFICES PORTSMOUTH | HEALTH VISITING AND SCHOOL NURSING-LEVEL 2 CORE 1 | SCALES | 384 | 538428710-3909 | SECA LTD | PM | 1 | 15
1462 | IN SERVICE | SOL4708 | CIVIC OFFICES PORTSMOUTH | HEALTH VISITING AND SCHOOL NURSING-LEVEL 2 CORE 1 | SCALES | 384 | 538428710-3968 | SECA LTD | PM | 1 | 15
1463 | IN SERVICE | SOL2910 | CIVIC OFFICES PORTSMOUTH | HEALTH VISITING AND SCHOOL NURSING-LEVEL 2 CORE 1 | SCALES | 384 | 538428710-3916 | SECA LTD | PM | 1 | 15
1464 | IN SERVICE | SOL4709 | CIVIC OFFICES PORTSMOUTH | HEALTH VISITING AND SCHOOL NURSING-LEVEL 2 CORE 1 | SCALES | 384 | 538428710-3969 | SECA LTD | PM | 1 | 15
1465 | IN SERVICE | SOL4723 | CIVIC OFFICES PORTSMOUTH | HEALTH VISITING AND SCHOOL NURSING-LEVEL 2 CORE 1 | SCALES | 384 | 538422110-1413 | SECA LTD | PM | 1 | 15
1466 | IN SERVICE | SOL4997 | CIVIC OFFICES PORTSMOUTH | HEALTH VISITING AND SCHOOL NURSING-LEVEL 2 CORE 1 | SCALES | 384 | 538428710-3881 | SECA LTD | PM | 1 | 15
1468 | IN SERVICE | SOL4717 | CIVIC OFFICES PORTSMOUTH | HEALTH VISITING AND SCHOOL NURSING-LEVEL 2 CORE 1 | SCALE-BABY | 385 | 53851C309738 | SECA LTD | PM | 1 | 15
1469 | IN SERVICE | SOL7400 | CIVIC OFFICES PORTSMOUTH | HEALTH VISITING AND SCHOOL NURSING-LEVEL 2 CORE 1 | SCALE-BABY | MS4201 | 8DC011643 | MARSDEN | PM | 1 | 15
1470 | IN SERVICE | SOL4725 | CIVIC OFFICES PORTSMOUTH | HEALTH VISITING AND SCHOOL NURSING-LEVEL 2 CORE 1 | SCALES | BWB-800 | 7110350 | TANITA | PM | 1 | 15
1471 | IN SERVICE | SOL4711 | CIVIC OFFICES PORTSMOUTH | HEALTH VISITING AND SCHOOL NURSING-LEVEL 2 CORE 1 | SCALES | MS4101 | 6KTO33766 | MARSDEN | PM | 1 | 15
1473 | IN SERVICE | SOL4744 | CIVIC OFFICES PORTSMOUTH | HEALTH VISITING AND SCHOOL NURSING-LEVEL 2 CORE 1 | PUMP-BREAST | ELITE | 7030767 | EGNELL AMEDA LTD | PM | 1 | 55
1474 | IN SERVICE | SOL4752 | CIVIC OFFICES PORTSMOUTH | HEALTH VISITING AND SCHOOL NURSING-LEVEL 2 CORE 1 | PUMP-BREAST | CALYPSO | 10608415 | ARDO MEDICAL LIMITED | PM | 1 | 55
1477 | IN SERVICE | SOL6104 | BATTENBURG AVENUE CLINIC | CHILDREN COMMUNITY NURSING-CHILD NURSING | PULSE OXIMETER-HANDHELD | PM100N | MBP1524349 | COVIDIEN | PM | 1 | 55
1480 | IN SERVICE | SOL3365 | BATTENBURG AVENUE CLINIC | CHILDREN COMMUNITY NURSING-CHILD NURSING | PULSE OXIMETER-HANDHELD | PM100N | MBP1523588 | COVIDIEN | PM | 1 | 55
1482 | IN SERVICE | SOL3364 | BATTENBURG AVENUE CLINIC | CHILDREN COMMUNITY NURSING-CHILD NURSING | PULSE OXIMETER-HANDHELD | PM100N | MBP1524422 | COVIDIEN | PM | 1 | 55
1486 | IN SERVICE | SOL5401 | BATTENBURG AVENUE CLINIC | CHILDREN COMMUNITY NURSING-CHILD NURSING | PULSE OXIMETER-HANDHELD | PM100N | MBH1504328 | COVIDIEN | PM | 1 | 55
1488 | IN SERVICE | SOL5627 | BATTENBURG AVENUE CLINIC | CHILDREN COMMUNITY NURSING-CHILD NURSING | PULSE OXIMETER-HANDHELD | PM100N | MBH1504538 | COVIDIEN | PM | 1 | 55
1491 | IN SERVICE | SOL3359 | BATTENBURG AVENUE CLINIC | CHILDREN COMMUNITY NURSING-CHILD NURSING | PULSE OXIMETER-HANDHELD | PM100N | MBH1506091 | COVIDIEN | PM | 1 | 55
1494 | IN SERVICE | SOL3358 | BATTENBURG AVENUE CLINIC | CHILDREN COMMUNITY NURSING-CHILD NURSING | PULSE OXIMETER-HANDHELD | PM100N | MBH1504505 | COVIDIEN | PM | 1 | 55
1495 | IN SERVICE | SOL7743 | BATTENBURG AVENUE CLINIC | CHILDREN COMMUNITY NURSING-CHILD NURSING | PULSE OXIMETER-HANDHELD | PM100N | MBH1500831 | COVIDIEN | PM | 1 | 55
1498 | IN SERVICE | SOL3360 | BATTENBURG AVENUE CLINIC | CHILDREN COMMUNITY NURSING-CHILD NURSING | PULSE OXIMETER-HANDHELD | N560 | 11112120652 | NELLCOR | PM | 1 | 55
1499 | IN SERVICE | SOL11753 | BATTENBURG AVENUE CLINIC | CHILDREN COMMUNITY NURSING-CHILD NURSING | HUMIDIFIER | MR850 | 030801013549 | FISHER & PAYKEL | PM | 1 | 55
1501 | IN SERVICE | SOL3298 | ST MARY'S HOSPITAL-IOW | SEXUAL HEALTH | ULTRASOUND MACHINE DIAGNOSTIC | MICROMAX | WK1461 | SONOSITE | OEM-AIH | 1 | 375
1507 | IN SERVICE | SOL5938 | MILLBROOK HEALTHCARE | VIABILITY NURSES | DOPPLER | D900 | KAAF3-06819 | HUNTLEIGH HEALTHCARE | PM | 1 | 30
1510 | IN SERVICE | SOL2922 | CIVIC OFFICES PORTSMOUTH | HEALTH VISITING AND SCHOOL NURSING-LEVEL 2 CORE 1 | SCALES | MS4101 | 6KT033838 | MARSDEN | PM | 1 | 15
1512 | IN SERVICE | SOL5676 | CIVIC OFFICES PORTSMOUTH | HEALTH VISITING AND SCHOOL NURSING-LEVEL 2 CORE 1 | SCALES | 384 | 5384343107-842 | SECA LTD | PM | 1 | 15
1513 | IN SERVICE | SOL2858 | CIVIC OFFICES PORTSMOUTH | HEALTH VISITING AND SCHOOL NURSING-LEVEL 2 CORE 1 | SCALES | 384 | 5384343107-831 | SECA LTD | PM | 1 | 15
1514 | IN SERVICE | SOL5674 | CIVIC OFFICES PORTSMOUTH | HEALTH VISITING AND SCHOOL NURSING-LEVEL 2 CORE 1 | SCALES | 384 | 5384343107-840 | SECA LTD | PM | 1 | 15
1515 | IN SERVICE | SOL5675 | CIVIC OFFICES PORTSMOUTH | HEALTH VISITING AND SCHOOL NURSING-LEVEL 2 CORE 1 | SCALES | 384 | 5384343107-835 | SECA LTD | PM | 1 | 15
1516 | IN SERVICE | SOL5677 | CIVIC OFFICES PORTSMOUTH | HEALTH VISITING AND SCHOOL NURSING-LEVEL 2 CORE 1 | SCALE-BABY | 385 | 5385345126396 | SECA LTD | PM | 1 | 15
1518 | IN SERVICE | SOL5671 | CIVIC OFFICES PORTSMOUTH | HEALTH VISITING AND SCHOOL NURSING-LEVEL 2 CORE 1 | SCALES | 384 | 5384347117391 | SECA LTD | PM | 1 | 15
1519 | IN SERVICE | SOL4726 | ST MARY'S COMMUNITY HEALTH CAMPUS | COMMUNITY NURSING TEAM | SCALES | 384 | 5384347117353 | SECA LTD | PM | 1 | 15
1521 | IN SERVICE | SOL2925 | CIVIC OFFICES PORTSMOUTH | HEALTH VISITING AND SCHOOL NURSING-LEVEL 2 CORE 1 | SCALES | 384 | 5384343107-839 | SECA LTD | PM | 1 | 15
1522 | IN SERVICE | SOL4724 | ST MARY'S COMMUNITY HEALTH CAMPUS | COMMUNITY NURSING TEAM | SCALES | 384 | 5384347117336 | SECA LTD | PM | 1 | 15
1524 | IN SERVICE | SOL2923 | CIVIC OFFICES PORTSMOUTH | HEALTH VISITING AND SCHOOL NURSING-LEVEL 2 CORE 1 | SCALES | 384 | 5384347117388 | SECA LTD | PM | 1 | 15
1525 | IN SERVICE | SOL4701 | ST MARY'S COMMUNITY HEALTH CAMPUS | COMMUNITY NURSING TEAM | SCALE-BABY | 385 | 5385310105129 | SECA LTD | PM | 1 | 15
1527 | IN SERVICE | SOL7407 | ST MARY'S COMMUNITY HEALTH CAMPUS | COMMUNITY NURSING TEAM | BLOOD PRESSURE MONITOR | LIMPET | 130310275 | ACCOSON | PM | 1 | 8
1550 | IN SERVICE | SOL0048 | ST MARY'S COMMUNITY HEALTH CAMPUS | SPINNAKER WARD | BED-BARIATRIC | CURA | 13200-1213167 | ULTIMATE HEALTHCARE | PM | 1 | 35
1553 | IN SERVICE | SOL11645 | MILLBROOK HEALTHCARE | CLINICAL ADVISORY TEAM TVN-UNIT 12 | SPHYGMOMANOMETER | SHOCK RESISTANT | 150518134648 | WELCH ALLYN | PM | 1 | 8
1554 | IN SERVICE | SOL7490 | MILLBROOK HEALTHCARE | CLINICAL ADVISORY TEAM TVN-UNIT 12 | BLOOD PRESSURE MONITOR | DURASHOCK DS65 | 150722185948 | WELCH ALLYN | PM | 1 | 8
1561 | IN SERVICE | 134063KR7 | ST MARY'S HOSPITAL-IOW | SEXUAL HEALTH | ULTRASOUND TRANSDUCER | AB2-7-RS | 134063KR7 | GE HEALTHCARE | OEM-AIH | 1 | FOC
1562 | IN SERVICE | SOL0267 | ST MARY'S COMMUNITY HEALTH CAMPUS | SEXUAL HEALTH | ULTRASOUND TRANSDUCER | PVM-651VT | TDA0975451 | TOSHIBA | OEM-AIH | 1 | FOC
1563 | IN SERVICE | SOL0265 | ST MARY'S COMMUNITY HEALTH CAMPUS | SEXUAL HEALTH | PRINTER-ULTRASOUND | P93E | 6018256 | MITSUBISHI | OEM-AIH | 1 | 10
1566 | IN SERVICE | SOL0264 | ST MARY'S COMMUNITY HEALTH CAMPUS | SEXUAL HEALTH | ULTRASOUND TRANSDUCER | PLM-1204AT | 99B08X4503 | TOSHIBA | OEM-AIH | 1 | FOC
1567 | IN SERVICE | SOL1134 | QUEEN ALEXANDRA HOSPITAL | DENTAL-POSWILLO DENTAL CENTRE | SUCTION REGULATOR | 9510-025 CONTROLLER | NOT FOUND | EAST HEALTHCARE | OEM-AIH | 1 | 12
1568 | IN SERVICE | SOL1102 | QUEEN ALEXANDRA HOSPITAL | DENTAL-POSWILLO DENTAL CENTRE | DENTAL DRILL | IMPLANTMED | 16300 | W&H | OEM-AIH | 1 | 45
1569 | IN SERVICE | SOL3288 | ST MARY'S HOSPITAL-IOW | SEXUAL HEALTH | ULTRASOUND MACHINE DIAGNOSTIC | VOLUSON I | B03756 | GE HEALTHCARE | OEM-AIH | 1 | 375
1571 | IN SERVICE | SOL0259 | ST MARY'S COMMUNITY HEALTH CAMPUS | SEXUAL HEALTH | BLOOD PRESSURE MONITOR | UA-1030T | 5120200356 | A&D INSTRUMENTS | PM | 1 | 8
1572 | IN SERVICE | SOL3340 | CROWN HEIGHTS | SEXUAL HEALTH | MICROSCOPE | ECLIPSE E200MV | 106070 | NIKON UK LTD | OEM-CONTRACT PM | 1 | 95
1574 | IN SERVICE | SOL3296 | CROWN HEIGHTS | SEXUAL HEALTH | SCALES | 760 | 2760348114387 | SECA LTD | PM | 1 | 15
1575 | IN SERVICE | SOL3325 | CROWN HEIGHTS | SEXUAL HEALTH | CRYOSURGICAL UNIT | CRYOPRO MAXI | L126911 | MERLIN MEDICAL | PM | 1 | 15
1576 | IN SERVICE | SOL3350 | CROWN HEIGHTS | SEXUAL HEALTH | LIGHT-EXAMINATION | LHH20 | NOT FOUND | LUXO LTD | PM | 1 | 10
1577 | IN SERVICE | SOL3111 | EASTLEIGH HEALTH CENTRE | SEXUAL HEALTH | MICROSCOPE | CX41 | 9KO5896 | OLYMPUS KEYMED | OEM-CONTRACT PM | 1 | 95
1579 | IN SERVICE | SOL4827 | ST MARY'S COMMUNITY HEALTH CAMPUS | COMMUNITY NURSING TEAM | INFUSION PUMP-SYRINGE | T34 | S83947 | CME MCKINLEY | PM | 1 | 55
1581 | IN SERVICE | SOL3721 | ALDERSHOT CENTRE FOR HEALTH | DENTAL-SURGERY 3 | HOIST-CEILING | ELITE | EH020708 | TEST VALLEY | OEM-MEDACO | 1 | 142
1582 | IN SERVICE | SOL0516 | ST JAMES HOSPITAL | THE LIMES-BROOKER UNIT | VITAL SIGNS MONITOR | VSM 300 | JA030823 | WELCH ALLYN | PM | 1 | 55
1583 | IN SERVICE | SOL0514 | ST JAMES HOSPITAL | THE LIMES-BROOKER UNIT | BLOOD PRESSURE MONITOR | GREENLIGHT 300 | 09-002758 | ACCOSON | PM | 1 | 8
1584 | IN SERVICE | SOL3699 | ALDERSHOT CENTRE FOR HEALTH | DENTAL-SURGERY 2 | DENTAL HOT AIR BLOWER | SAFE AIR | 6356 | CARBOLITE | OEM-AIH | 1 | 20
1587 | IN SERVICE | SOL0680 | ST MARY'S COMMUNITY HEALTH CAMPUS | THE TURNER CENTRE-HOME OXYGEN TEAM | PULSE OXIMETER-FINGER | PULSEOX 300 | B31030152 | KONICA MINOLTA | PM | 1 | 15
1588 | IN SERVICE | SOL0673 | ST MARY'S COMMUNITY HEALTH CAMPUS | THE TURNER CENTRE-PULMONARY REHABILITATION | PULSE OXIMETER-FINGER | PULSEOX 300 | B30032317 | KONICA MINOLTA | PM | 1 | 15
1589 | IN SERVICE | SOL0676 | ST MARY'S COMMUNITY HEALTH CAMPUS | THE TURNER CENTRE-PULMONARY REHABILITATION | PULSE OXIMETER-FINGER | PULSEOX 300 | B30032316 | KONICA MINOLTA | PM | 1 | 15
1593 | IN SERVICE | SOL0625 | ST MARY'S COMMUNITY HEALTH CAMPUS | THE TURNER CENTRE-PULMONARY REHABILITATION | BLOOD PRESSURE MONITOR | UA-767 | 5130200987 | A&D INSTRUMENTS | PM | 1 | 8
1594 | IN SERVICE | SOL3004 | OAK PARK COMMUNITY CLINIC | PODIATRY-PODIATRY CLINIC | PLINTH | A7252/8/3FS | IPS-21415 | ARJO HUNTLEIGH | PM | 1 | 35
1595 | IN SERVICE | SOL1140 | COSHAM HEALTH CENTRE | PODIATRY-TREATMENT ROOM | DOPPLER | D900 | D900X0536533-00 | HUNTLEIGH HEALTHCARE | PM | 1 | 30
1609 | IN SERVICE | SOL3137 | OAK PARK COMMUNITY CLINIC | SEXUAL HEALTH | BLOOD PRESSURE MONITOR | M6 AC | 20071001584LF | OMRON HEALTHCARE | PM | 1 | 8
1611 | IN SERVICE | SOL0334 | ST MARY'S COMMUNITY HEALTH CAMPUS | SEXUAL HEALTH | SCALES | 760 | NOT FOUND | SECA LTD | PM | 1 | 15
1612 | IN SERVICE | SOL0335 | ST MARY'S COMMUNITY HEALTH CAMPUS | SEXUAL HEALTH | SCALES | 760 | 2761-260072942 | SECA LTD | PM | 1 | 15
1613 | IN SERVICE | SOL5366 | ST CLEMENTS SURGERY | SEXUAL HEALTH | PLINTH | 503E | 93PESL48140033A | PLINTH MEDICAL | PM | 1 | 35
1614 | IN SERVICE | SOL5371 | ST CLEMENTS SURGERY | SEXUAL HEALTH | PLINTH | 503E | 93PESL48140027A | PLINTH MEDICAL | PM | 1 | 35
1615 | IN SERVICE | SOL2812 | HAVANT HEALTH CENTRE | DENTAL-SURGERY 1 | DENTAL LIGHT | VOYAGER I-DENTAL LIGHT | CGT120066 | BELMONT | OEM-AIH | 1 | 8
1616 | IN SERVICE | SOL0205 | ST MARY'S COMMUNITY HEALTH CAMPUS | PHYSIOTHERAPY-PHYSIOTHERAPY ROOM | BLOOD PRESSURE MONITOR | WATCH | 39120107 | MICROLIFE HEALTH | PM | 1 | 8
1617 | IN SERVICE | SOL0204 | ST MARY'S COMMUNITY HEALTH CAMPUS | PHYSIOTHERAPY-PHYSIOTHERAPY ROOM | BLOOD PRESSURE MONITOR | UA-1010 | 5130301665 | A&D INSTRUMENTS | PM | 1 | 8
1618 | IN SERVICE | SOL7668 | ST MARY'S COMMUNITY HEALTH CAMPUS | PODIATRY-PODIATRY CLINIC | LIGHT-EXAMINATION | LHH20 | NOT FOUND | LUXO LTD | PM | 1 | 10
1619 | IN SERVICE | SOL7667 | ST MARY'S COMMUNITY HEALTH CAMPUS | PODIATRY-PODIATRY CLINIC | PLINTH | A7252/3/3FS | IPS-04997 | ARJO HUNTLEIGH | PM | 1 | 35
1635 | IN SERVICE | SOL1228 | EASTNEY HEALTH CENTRE | PODIATRY-PODIATRY CLINIC | DOPPLER | D900 | 900LX0A11939-06 | HUNTLEIGH HEALTHCARE | PM | 1 | 30
1636 | IN SERVICE | SOL1184 | LAKE ROAD HEALTH CENTRE | PODIATRY-PODIATRY CLINIC | DOPPLER | D900 | KAMD2-02905 | HUNTLEIGH HEALTHCARE | PM | 1 | 30
1637 | IN SERVICE | SOL3141 | OAK PARK COMMUNITY CLINIC | SEXUAL HEALTH | MICROSCOPE | ECLIPSE E200MV | 106067 | NIKON UK LTD | OEM-CONTRACT PM | 1 | 95
1639 | IN SERVICE | SOL6589 | ST MARY'S COMMUNITY HEALTH CAMPUS | SEXUAL HEALTH | LIGHT-EXAMINATION | LHH20 | NOT FOUND | LUXO LTD | PM | 1 | 10
1641 | IN SERVICE | SOL11737 | ST MARY'S COMMUNITY HEALTH CAMPUS | PORTSMOUTH REHAB AND REABLEMENT TEAM - PRRT | THERMOMETER | THERMOSCAN IRT4520 | 08313K15012 | BRAUN | PM | 1 | 15
1643 | IN SERVICE | SOL6695 | GOSPORT WAR MEMORIAL HOSPITAL | PODIATRY-PODIATRY CLINIC | PLINTH | 503E | 903CDTSP1508200 | PLINTH MEDICAL | PM | 1 | 35
1648 | IN SERVICE | SOL6693 | GOSPORT WAR MEMORIAL HOSPITAL | PODIATRY-PODIATRY CLINIC | PLINTH | STREAMLINE A2275/8/3 | IPS/35340 | ARJO HUNTLEIGH | PM | 1 | 35
1650 | IN SERVICE | SOL0493 | ST JAMES HOSPITAL | THE LIMES-OAKDENE WARD | NEBULISER | INNOSPIRE DELUXE | 3288 | PHILIPS HEALTHCARE | PM | 1 | 15
1653 | IN SERVICE | SOL6712 | FAREHAM HEALTH CENTRE | SEXUAL HEALTH | HOT PLATE | MINI | SD1029M1204 | THERMO FISHER SCIENTIFIC | PM | 1 | 20
1654 | IN SERVICE | SOL3140 | OAK PARK COMMUNITY CLINIC | SEXUAL HEALTH | MICROSCOPE | ECLIPSE E200MV | 106093 | NIKON UK LTD | OEM-CONTRACT PM | 1 | 95
1656 | IN SERVICE | SOL6698 | FAREHAM HEALTH CENTRE | SEXUAL HEALTH | PLINTH | 503P | 93PESL48140032A | PLINTH MEDICAL | PM | 1 | 35
1657 | IN SERVICE | SOL6700 | FAREHAM HEALTH CENTRE | SEXUAL HEALTH | SCALES | 760 | 2760348114418 | SECA LTD | PM | 1 | 15
1659 | IN SERVICE | SOL6708 | FAREHAM HEALTH CENTRE | SEXUAL HEALTH | SCALES | 760 | 2761144101558 | SECA LTD | PM | 1 | 15
1660 | IN SERVICE | SOL6701 | FAREHAM HEALTH CENTRE | SEXUAL HEALTH | PLINTH | STREAMLINE MOBILE 2 | A228272/SHS | ARJO HUNTLEIGH | PM | 1 | 35
1661 | IN SERVICE | SOL6706 | FAREHAM HEALTH CENTRE | SEXUAL HEALTH | LIGHT-EXAMINATION | LHH20 | NOT FOUND | LUXO LTD | PM | 1 | 10
1663 | IN SERVICE | SOL0030 | ST MARY'S COMMUNITY HEALTH CAMPUS | SPINNAKER WARD | HOIST-CEILING | TRANSACTIVE EXTRA | TXD14044 | PRISM MEDICAL | OEM-MEDACO | 1 | 142
1664 | IN SERVICE | SOL1844 | FAREHAM COMMUNITY HOSPITAL | PODIATRY-PODIATRY CLINIC | THERMOMETER | CENTER 350 | 70311565 | CENTER TECHNOLOGY | PM | 1 | 15
1665 | IN SERVICE | SOL1842 | FAREHAM COMMUNITY HOSPITAL | PODIATRY-PODIATRY CLINIC | LIGHT-EXAMINATION | CEILING MOUNTED | 20287 | LUXO LTD | PM | 1 | 10
1668 | IN SERVICE | SOL2667 | ROMSEY HOSPITAL | PODIATRY-PODIATRY CLINIC | LIGHT-EXAMINATION | MOBILE | 40618023 | LUXO LTD | PM | 1 | 10
1669 | IN SERVICE | SOL2669 | ROMSEY HOSPITAL | PODIATRY-PODIATRY CLINIC | LIGHT-EXAMINATION | MOBILE | 38618035 | LUXO LTD | PM | 1 | 10
1675 | IN SERVICE | SOL5987 | COSHAM HEALTH CENTRE | PODIATRY-PODIATRY CLINIC | BLOOD PRESSURE MONITOR | TOPAZ | 9155684 | TIMESCO | PM | 1 | 8
1681 | IN SERVICE | SOL3260 | GOSPORT WAR MEMORIAL HOSPITAL | SEXUAL HEALTH | HOT PLATE | MINI | SD1037M1204 | THERMO FISHER SCIENTIFIC | PM | 1 | 20
1682 | IN SERVICE | SOL3261 | GOSPORT WAR MEMORIAL HOSPITAL | SEXUAL HEALTH | MICROSCOPE | ECLIPSE E200MV | 106078 | NIKON UK LTD | OEM-CONTRACT PM | 1 | 95
1684 | IN SERVICE | SOL3257 | GOSPORT WAR MEMORIAL HOSPITAL | SEXUAL HEALTH | LIGHT-EXAMINATION | LHH20 | NOT FOUND | LUXO LTD | PM | 1 | 10
1685 | IN SERVICE | SOL3253 | GOSPORT WAR MEMORIAL HOSPITAL | SEXUAL HEALTH | PLINTH | STREAMLINE A2282/2/SHS | IPS-41184 | ARJO HUNTLEIGH | PM | 1 | 10
1686 | IN SERVICE | SOL3249 | GOSPORT WAR MEMORIAL HOSPITAL | SEXUAL HEALTH | LIGHT-EXAMINATION | LHH20 | NOT FOUND | LUXO LTD | PM | 1 | 10
1688 | IN SERVICE | SOL3266 | GOSPORT WAR MEMORIAL HOSPITAL | SEXUAL HEALTH | SCALES | 761 | 2761260072948 | SECA LTD | PM | 1 | 15
1689 | IN SERVICE | SOL3255 | GOSPORT WAR MEMORIAL HOSPITAL | SEXUAL HEALTH | SCALES | 761 | 2761290082548 | SECA LTD | PM | 1 | 15
1690 | IN SERVICE | SOL3258 | GOSPORT WAR MEMORIAL HOSPITAL | SEXUAL HEALTH | SCALES | 761 | 2761290082540 | SECA LTD | PM | 1 | 15
1691 | IN SERVICE | SOL7258 | GOSPORT WAR MEMORIAL HOSPITAL | PODIATRY-CLINIC 1 | DOPPLER | D900 | 900LX0A10651-06 | HUNTLEIGH HEALTHCARE | PM | 1 | 30
1692 | IN SERVICE | SOL7641 | ST MARY'S COMMUNITY HEALTH CAMPUS | PODIATRY-PODIATRY CLINIC | DOPPLER | D900 | 900PX0210149-05 | HUNTLEIGH HEALTHCARE | PM | 1 | 30
1693 | IN SERVICE | SOL0418 | ST MARY'S COMMUNITY HEALTH CAMPUS | ADULT MENTAL HEALTH DEPARTMENT | SCALES | 799 | 5799106094081 | SECA LTD | PM | 1 | 15
1694 | IN SERVICE | SOL7253 | GOSPORT WAR MEMORIAL HOSPITAL | SEXUAL HEALTH | LIGHT-EXAMINATION | C35FXMP | 12883/3 | BRANDON MEDICAL | PM | 1 | 10
1696 | IN SERVICE | SOL3256 | GOSPORT WAR MEMORIAL HOSPITAL | SEXUAL HEALTH | PLINTH | A2256/8/3HS | IPS-41119 | ARJO HUNTLEIGH | PM | 1 | 35
1697 | IN SERVICE | SOL3254 | GOSPORT WAR MEMORIAL HOSPITAL | SEXUAL HEALTH | PLINTH | A2256/8/3HS | IPS-41184 | ARJO HUNTLEIGH | PM | 1 | 35
1698 | IN SERVICE | SOL3250 | GOSPORT WAR MEMORIAL HOSPITAL | SEXUAL HEALTH | PLINTH | A8/2282/2/SHS | IPS-41183 | ARJO HUNTLEIGH | PM | 1 | 35
1701 | IN SERVICE | SOL1153 | LAKE ROAD HEALTH CENTRE | PODIATRY-PODIATRY CLINIC | PLINTH | 3 SECTION | 361465 | ARJO HUNTLEIGH | PM | 1 | 35
1703 | IN SERVICE | SOL7639 | ST MARY'S COMMUNITY HEALTH CAMPUS | PODIATRY-PODIATRY CLINIC | DRILL-PODIATRY | BERCHTOLD S35 | 9841 | CANONBURY | PM | 1 | 45
1704 | IN SERVICE | SOL1139 | COSHAM HEALTH CENTRE | PODIATRY-TREATMENT ROOM | DRILL-PODIATRY | BERCHTOLD S35 | 6407 | CANONBURY | PM | 1 | 45
1705 | IN SERVICE | SOL6697 | ST MARY'S COMMUNITY HEALTH CAMPUS | PODIATRY-PODIATRY CLINIC | DRILL-PODIATRY | BERCHTOLD S35 | 4981 | CANONBURY | PM | 1 | 45
1706 | IN SERVICE | SOL3236 | GOSPORT WAR MEMORIAL HOSPITAL | PODIATRY-CLINIC 3 | DRILL-PODIATRY | BERCHTOLD S35 | 6454 | CANONBURY | PM | 1 | 45
1707 | IN SERVICE | SOL6699 | FAREHAM HEALTH CENTRE | SEXUAL HEALTH | LIGHT-EXAMINATION | C50FXMP | 28185/3 | BRANDON MEDICAL | PM | 1 | 10
1711 | IN SERVICE | SOL1847 | FAREHAM COMMUNITY HOSPITAL | PODIATRY-PODIATRY CLINIC | DOPPLER | D900 | KAMD2-02900 | HUNTLEIGH HEALTHCARE | PM | 1 | 30
1712 | IN SERVICE | SOL6113 | BATTENBURG AVENUE CLINIC | CHILDREN COMMUNITY NURSING-CHILD NURSING | ASPIRATOR | CLARIO | 1360196 | MEDELA | PM | 1 | 25
1716 | IN SERVICE | SOL0718 | CIVIC OFFICES PORTSMOUTH | KESTREL CENTRE-LEARNING DISABILITY | THERMOMETER | GENTLE TEMP 510 | 20140700003UF | OMRON HEALTHCARE | PM | 1 | 15
1717 | IN SERVICE | SOL0717 | CIVIC OFFICES PORTSMOUTH | KESTREL CENTRE-LEARNING DISABILITY | THERMOMETER | GENTLE TEMP 510 | 20150401191UF | OMRON HEALTHCARE | PM | 1 | 15
1719 | IN SERVICE | SOL6921 | CIVIC OFFICES PORTSMOUTH | KESTREL CENTRE-LEARNING DISABILITY | THERMOMETER | THERMOSCAN IRT4520 | 11118648545 | BRAUN | PM | 1 | 15
1722 | IN SERVICE | SOL6942 | ST MARY'S COMMUNITY HEALTH CAMPUS | OLDER PEOPLE MENTAL HEALTH-THE LANGSTONE CENTRE | BLOOD PRESSURE MONITOR | MX3 PLUS | 6313715LF | OMRON HEALTHCARE | PM | 1 | 8
1725 | IN SERVICE | SOL6938 | ST MARY'S COMMUNITY HEALTH CAMPUS | OLDER PEOPLE MENTAL HEALTH-THE LANGSTONE CENTRE | BLOOD PRESSURE MONITOR | DUPLEX ANERIOD | 131200185 | ACCOSON | PM | 1 | 8
1726 | IN SERVICE | SOL0821 | ST MARY'S COMMUNITY HEALTH CAMPUS | OLDER PEOPLE MENTAL HEALTH-THE LANGSTONE CENTRE | BLOOD PRESSURE MONITOR | DUPLEX ANERIOD | 131200280 | ACCOSON | PM | 1 | 8
1731 | IN SERVICE | SOL2768 | PETERSFIELD COMMUNITY HOSPITAL | DENTAL-SURGERY 2 | DENTAL CHAIR | PRO II | AD07G0144 | BELMONT | OEM-AIH | 1 | 200
1732 | IN SERVICE | SOL2770 | PETERSFIELD COMMUNITY HOSPITAL | DENTAL-SURGERY 2 | DENTAL WHEELCHAIR PLATFORM | BARIATRIC TREATMENT CHAIR | NOT FOUND | DESIGN SPECIFIC | ASSET ONLY | 1 | NOT TO BE PRICED
1733 | IN SERVICE | SOL2759 | PETERSFIELD COMMUNITY HOSPITAL | DENTAL-SURGERY 2 | INCUBATOR-TEST SAMPLE | 1401 | 10041577 | ALBERT BROWNE LTD | OEM-AIH | 1 | 90
1736 | IN SERVICE | SOL2730 | PETERSFIELD COMMUNITY HOSPITAL | DENTAL-SURGERY 1 | DENTAL X RAY INTRA ORAL | 073 SEARCHER | T10018 | BELMONT | ASSET ONLY | 1 | NOT TO BE PRICED
1737 | IN SERVICE | SOL5602 | ANDOVER HEALTH CENTRE | DENTAL-ROOM 3 | DENTAL CHAIR | CLESTA-DENTAL CHAIR | DDT090236 | BELMONT | OEM-AIH | 1 | 200
1738 | IN SERVICE | SOL5568 | ANDOVER HEALTH CENTRE | DENTAL-ROOM 1 | DENTAL CHAIR | CLEO SP-DENTAL CHAIR | AC07A0149 | BELMONT | OEM-AIH | 1 | 200
1739 | IN SERVICE | SOL5574 | ANDOVER HEALTH CENTRE | DENTAL-ROOM 1 | DENTAL X RAY INTRA ORAL | PHOT-X-II | EC06L0359 | BELMONT | ASSET ONLY | 1 | NOT TO BE PRICED
1740 | IN SERVICE | SOL5591 | ANDOVER HEALTH CENTRE | DENTAL-ROOM 2 | DENTAL X RAY INTRA ORAL | PHOT-X-II | EX06K0255 | BELMONT | ASSET ONLY | 1 | NOT TO BE PRICED
1741 | IN SERVICE | SOL5595 | ANDOVER HEALTH CENTRE | DENTAL-ROOM 2 | DENTAL CHAIR | VOYAGER-DENTAL CHAIR | AC06K0204 | BELMONT | ASSET ONLY | 1 | NOT TO BE PRICED
1744 | IN SERVICE | SOL0858 | JUBILEE HOUSE | INPATIENT UNIT-END OF LIFE CARE | MATTRESS PUMP | NIMBUS 3 | 151075358 | ARJO HUNTLEIGH | PM | 1 | 45
1751 | IN SERVICE | SOL6854 | ST MARY'S COMMUNITY HEALTH CAMPUS | PORTSMOUTH REHAB AND REABLEMENT TEAM - PRRT | BLOOD PRESSURE MONITOR | LIMPET | NOT FOUND | ACCOSON | PM | 1 | 8
1752 | IN SERVICE | SOL4972 | ST MARY'S COMMUNITY HEALTH CAMPUS | COMMUNITY NURSING TEAM | THERMOMETER | THERMOSCAN PRO 4000 | 32611K02751 | BRAUN | PM | 1 | 15
1756 | IN SERVICE | SOL0846 | JUBILEE HOUSE | INPATIENT UNIT-END OF LIFE CARE | HOIST-CEILING | NOVA | 129605 | TEST VALLEY | OEM-MEDACO | 1 | 142
1759 | IN SERVICE | SOL0071 | ST MARY'S COMMUNITY HEALTH CAMPUS | SPINNAKER WARD | HOIST-CEILING | TRANSACTIVE EXTRA | TXD13988 | PRISM MEDICAL | OEM-MEDACO | 1 | 142
1760 | IN SERVICE | SOL0026 | ST MARY'S COMMUNITY HEALTH CAMPUS | SPINNAKER WARD | HOIST-CEILING | TRANSACTIVE EXTRA | TXD13918 | PRISM MEDICAL | OEM-MEDACO | 1 | 142
1761 | IN SERVICE | SOL0093 | ST MARY'S COMMUNITY HEALTH CAMPUS | SPINNAKER WARD | HOIST-CEILING | TRANSACTIVE EXTRA | TXD14039 | PRISM MEDICAL | OEM-MEDACO | 1 | 142
1762 | IN SERVICE | SOL0082 | ST MARY'S COMMUNITY HEALTH CAMPUS | SPINNAKER WARD | HOIST-CEILING | TRANSACTIVE EXTRA | TXD14042 | PRISM MEDICAL | OEM-MEDACO | 1 | 142
1763 | IN SERVICE | SOL6153 | MARY ROSE SCHOOL | CHILDREN COMMUNITY NURSING-CLINIC ROOM | HOIST-ELECTRIC | MIDI ELECT | MDEL10128338 | OXFORD INSTRUMENTS | OEM-MEDACO | 1 | 90
1764 | IN SERVICE | SOL0500 | ST JAMES HOSPITAL | THE LIMES-BROOKER UNIT | HOIST-ELECTRIC | SARA 3000 | STLA0902G240 | ARJO HUNTLEIGH | OEM-MEDACO | 1 | 90
1767 | IN SERVICE | SOL3694 | ALDERSHOT CENTRE FOR HEALTH | DENTAL-SURGERY 2 | DENTAL X RAY | X-MIND DC | 14337 | ACTEON | ASSET ONLY | 1 | NOT TO BE PRICED
1768 | IN SERVICE | SOL3676 | ALDERSHOT CENTRE FOR HEALTH | DENTAL-SURGERY 1 | DENTAL X RAY | X-MIND DC | 15989 | ACTEON | ASSET ONLY | 1 | NOT TO BE PRICED
1769 | IN SERVICE | SOL3705 | ALDERSHOT CENTRE FOR HEALTH | DENTAL-SURGERY 2 | DENTAL X RAY | X-MIND DC | D08918 | ACTEON | ASSET ONLY | 1 | NOT TO BE PRICED
1770 | IN SERVICE | SOL3069 | EASTLEIGH HEALTH CENTRE | DENTAL-DENTAL CLINIC | DENTAL WASHER DISINFECTOR | LITTLE SISTER 7881 | NOT FOUND | ESCHMANN | ASSET ONLY | 1 | NOT TO BE PRICED
1772 | IN SERVICE | SOL3073 | EASTLEIGH HEALTH CENTRE | DENTAL-DENTAL CLINIC | AUTOCLAVE | LITTLE SISTER 3 | LCB-5G-4694 | ESCHMANN | ASSET ONLY | 1 | NOT TO BE PRICED
1774 | IN SERVICE | SOL3085 | EASTLEIGH HEALTH CENTRE | DENTAL-DENTAL CLINIC | DENTAL CHAIR | VOYAGER II-DENTAL CHAIR | AC09K0048 | BELMONT | OEM-AIH | 1 | 200
1775 | IN SERVICE | SOL3060 | EASTLEIGH HEALTH CENTRE | DENTAL-DENTAL CLINIC | DENTAL CHAIR | VOYAGER II-DENTAL CHAIR | AC09L0053 | BELMONT | OEM-AIH | 1 | 200
1776 | IN SERVICE | SOL3047 | EASTLEIGH HEALTH CENTRE | DENTAL-DENTAL CLINIC | DENTAL X RAY INTRA ORAL | PHOT-X-II | EX09H0492 | BELMONT | ASSET ONLY | 1 | NOT TO BE PRICED
1777 | IN SERVICE | SOL3082 | EASTLEIGH HEALTH CENTRE | DENTAL-DENTAL CLINIC | DENTAL X RAY INTRA ORAL | PHOT-X-II | EX09H0493 | BELMONT | ASSET ONLY | 1 | NOT TO BE PRICED
1778 | IN SERVICE | SOL3057 | EASTLEIGH HEALTH CENTRE | DENTAL-DENTAL CLINIC | DENTAL X RAY INTRA ORAL | PHOT-X-II | EX09H0490 | BELMONT | ASSET ONLY | 1 | NOT TO BE PRICED
1780 | IN SERVICE | SOL3043 | EASTLEIGH HEALTH CENTRE | DENTAL-DENTAL CLINIC | DENTAL X RAY INTRA ORAL | PHOT-X-II | EH09H0492 | BELMONT | ASSET ONLY | 1 | NOT TO BE PRICED
1781 | IN SERVICE | SOL3081 | EASTLEIGH HEALTH CENTRE | DENTAL-DENTAL CLINIC | DENTAL X RAY INTRA ORAL | PHOT-X-II | EH09H0493 | BELMONT | ASSET ONLY | 1 | NOT TO BE PRICED
1782 | IN SERVICE | SOL3056 | EASTLEIGH HEALTH CENTRE | DENTAL-DENTAL CLINIC | DENTAL X RAY INTRA ORAL | PHOT-X-II | EH09H0490 | BELMONT | ASSET ONLY | 1 | NOT TO BE PRICED
1784 | IN SERVICE | SOL1216 | EASTNEY HEALTH CENTRE | DENTAL-DENTAL CLINIC | DENTAL CHAIR | UNKNOWN | FB11540 | A-DEC DENTAL | ASSET ONLY | 5 | NOT TO BE PRICED
1785 | IN SERVICE | SOL6707 | FAREHAM HEALTH CENTRE | SEXUAL HEALTH | PLINTH | A2223/8/2HS | P0136352 | ARJO HUNTLEIGH | PM | 1 | 35
1787 | IN SERVICE | SOL6563 | ST MARY'S COMMUNITY HEALTH CAMPUS | SEXUAL HEALTH | LIGHT-EXAMINATION | SERIES 2 LED | 403019 | ALBERT WAESCHLE | PM | 1 | 10
1788 | IN SERVICE | SOL2645 | ROMSEY HOSPITAL | DENTAL-DENTAL CLINIC | DENTAL HANDPIECE CLEANER | DAC UNIVERSAL | BH11043 | SIRONA DENTAL | ASSET ONLY | 1 | NOT TO BE PRICED
1789 | IN SERVICE | SOL6551 | ST MARY'S COMMUNITY HEALTH CAMPUS | SEXUAL HEALTH | LIGHT-EXAMINATION | LHH20 | NOT FOUND | LUXO LTD | PM | 1 | 10
1790 | IN SERVICE | SOL2644 | ROMSEY HOSPITAL | DENTAL-DENTAL CLINIC | DENTAL ULTRASONIC CLEANER | HYGEA 1250 VP | H36105 | ULTRAWAVE | ASSET ONLY | 1 | NOT TO BE PRICED
1791 | IN SERVICE | SOL2643 | ROMSEY HOSPITAL | DENTAL-DENTAL CLINIC | AUTOCLAVE | LITTLE SISTER 3 | LCB6C5036 | ESCHMANN | ASSET ONLY | 1 | NOT TO BE PRICED
1792 | IN SERVICE | SOL7603 | LEE-ON-SOLENT HEALTH CENTRE | PODIATRY-PODIATRY CLINIC | DRILL-PODIATRY | BERCHTOLD S35 | 9797 | CANONBURY | PM | 1 | 45
1793 | IN SERVICE | SOL3221 | GOSPORT WAR MEMORIAL HOSPITAL | DENTAL-DECONTAMINATION ROOM | BLOOD PRESSURE MONITOR | BP3AC1-1 | 39800493 | MICROLIFE HEALTH | OEM-AIH | 1 | 8
1794 | IN SERVICE | SOL3218 | GOSPORT WAR MEMORIAL HOSPITAL | DENTAL-DECONTAMINATION ROOM | DEFIBRILLATOR-AED | HEARTSTART FR2 | 111990002 | PHILIPS HEALTHCARE | ASSET ONLY | 1 | NOT TO BE PRICED
1795 | IN SERVICE | SOL3226 | GOSPORT WAR MEMORIAL HOSPITAL | DENTAL-DECONTAMINATION ROOM | DEFIBRILLATOR-AED | HEARTSTART FR2 | 511892449 | PHILIPS HEALTHCARE | ASSET ONLY | 1 | NOT TO BE PRICED
1796 | IN SERVICE | SOL3211 | GOSPORT WAR MEMORIAL HOSPITAL | DENTAL-X-RAY ROOM | ASPIRATOR | LSU | 78110896244 | LAERDAL MEDICAL | OEM-AIH | 1 | 25
1799 | IN SERVICE | SOL1209 | EASTNEY HEALTH CENTRE | DENTAL-DENTAL CLINIC | DENTAL CURING LIGHT | STARLIGHT PRO | 072KG183 | MECTRON | OEM-AIH | 1 | 15
1803 | IN SERVICE | SOL6145 | MARY ROSE SCHOOL | CHILDREN COMMUNITY NURSING-CLINIC ROOM | ASPIRATOR | LSU | 78340788182 | LAERDAL MEDICAL | PM | 1 | 25
1806 | IN SERVICE | SOL3718 | ALDERSHOT CENTRE FOR HEALTH | DENTAL-SURGERY 3 | DENTAL CHAIR | CLESTA-DENTAL CHAIR | FB002053 | BELMONT | ASSET ONLY | 1 | NOT TO BE PRICED
1807 | IN SERVICE | SOL3710 | ALDERSHOT CENTRE FOR HEALTH | DENTAL-SURGERY 3 | DENTAL HOT AIR BLOWER | SAFE AIR | 6357 | CARBOLITE | OEM-AIH | 1 | 20
1809 | IN SERVICE | SOL3742 | ALDERSHOT CENTRE FOR HEALTH | DENTAL-X-RAY ROOM | MEDICAL FRIDGE | EL450AW | 434399061 | LEC MEDICAL | OEM-AIH | 1 | 15
1810 | IN SERVICE | SOL3738 | ALDERSHOT CENTRE FOR HEALTH | DENTAL-X-RAY ROOM | DENTAL X RAY DIGITAL READER | CR7400 | SN090707022 | CARESTREAM HEALTHCARE | ASSET ONLY | 5 | NOT TO BE PRICED
1811 | IN SERVICE | SOL3739 | ALDERSHOT CENTRE FOR HEALTH | DENTAL-X-RAY ROOM | DENTAL X RAY PAN ORAL | 8000 | WBXX069 | CARESTREAM HEALTHCARE | ASSET ONLY | 1 | NOT TO BE PRICED
1812 | IN SERVICE | SOL0502 | ST JAMES HOSPITAL | THE LIMES-BROOKER UNIT | HOIST | GK HEKTOR | 5320 | GEORGE KRAMER | OEM-MEDACO | 1 | 90
1813 | IN SERVICE | SOL0499 | ST JAMES HOSPITAL | THE LIMES-BROOKER UNIT | HOIST-ELECTRIC | SARA 3000 | STLA0802G803 | ARJO HUNTLEIGH | OEM-MEDACO | 1 | 90
1814 | IN SERVICE | SOL0760 | JUBILEE HOUSE | INPATIENT UNIT-END OF LIFE CARE | BED-ELECTRIC | CONTURA 560 | 894852 | ARJO HUNTLEIGH | PM | 1 | 20
1815 | IN SERVICE | SOL0752 | JUBILEE HOUSE | INPATIENT UNIT-END OF LIFE CARE | BED-ELECTRIC | CONTURA 560 | 894847 | ARJO HUNTLEIGH | PM | 1 | 20
1816 | IN SERVICE | SOL0845 | JUBILEE HOUSE | INPATIENT UNIT-END OF LIFE CARE | NEBULISER | PORTA-NEB | 12A2941245 | PHILIPS HEALTHCARE | PM | 1 | 15
1826 | IN SERVICE | SOL0507 | ST JAMES HOSPITAL | THE LIMES-BROOKER UNIT | ASPIRATOR | LSU | 78010778810 | LAERDAL MEDICAL | PM | 1 | 25
1827 | IN SERVICE | SOL6925 | ST JAMES HOSPITAL | THE LIMES-BROOKER UNIT | BLOOD PRESSURE MONITOR | GREENLIGHT 300 | 09-002934 | ACCOSON | PM | 1 | 8
1829 | IN SERVICE | SOL3701 | ALDERSHOT CENTRE FOR HEALTH | DENTAL-SURGERY 2 | DENTAL SPITOON | AXCS | 5045-C | DENTALEZ | ASSET ONLY | 1 | NOT TO BE PRICED
1830 | IN SERVICE | SOL3679 | ALDERSHOT CENTRE FOR HEALTH | DENTAL-SURGERY 1 | DENTAL SPITOON | AXCS | 5038-C | DENTALEZ | ASSET ONLY | 1 | NOT TO BE PRICED
1831 | IN SERVICE | SOL3703 | ALDERSHOT CENTRE FOR HEALTH | DENTAL-SURGERY 2 | DENTAL SPITOON | AXCS | 5545H | DENTALEZ | ASSET ONLY | 1 | NOT TO BE PRICED
1832 | IN SERVICE | SOL3682 | ALDERSHOT CENTRE FOR HEALTH | DENTAL-SURGERY 1 | DENTAL SPITOON | AXCS | 3-C | DENTALEZ | ASSET ONLY | 1 | NOT TO BE PRICED
1833 | IN SERVICE | SOL5615 | ANDOVER HEALTH CENTRE | DENTAL-X-RAY ROOM | HOIST | GOLVO 7007ES | 7720170 | LIKO | OEM-MEDACO | 1 | 90
1838 | IN SERVICE | SOL2897 | ALDERSHOT CENTRE FOR HEALTH | SEXUAL HEALTH | ASPIRATOR | LSU | 78091294690 | LAERDAL MEDICAL | PM | 1 | 25
1839 | IN SERVICE | SOL5623 | ANDOVER HEALTH CENTRE | DENTAL-STORE ROOM | GLUCOMETER | ACCU-CHEK PERFORMA | 55209239573 | ROCHE DIAGNOSTICS | ASSET ONLY | 1 | NOT TO BE PRICED
1840 | IN SERVICE | SOL0154 | ST MARY'S COMMUNITY HEALTH CAMPUS | SEXUAL HEALTH | PLINTH | 502-E | 93PESL48140024A | PLINTH MEDICAL | PM | 1 | 35
1842 | IN SERVICE | SOL0327 | ST MARY'S COMMUNITY HEALTH CAMPUS | SEXUAL HEALTH | ULTRASOUND MACHINE DIAGNOSTIC | MICROMAX | WK127Z | SONOSITE | OEM-AIH | 1 | 375
1843 | IN SERVICE | SOL0331 | ST MARY'S COMMUNITY HEALTH CAMPUS | SEXUAL HEALTH | ULTRASOUND MACHINE DIAGNOSTIC | MICROMAX | WK159G | SONOSITE | OEM-AIH | 1 | 375
1844 | IN SERVICE | SOL3965 | ST MARY'S COMMUNITY HEALTH CAMPUS | COMMUNITY NURSING TEAM | ASPIRATOR | LSU | 78111578404 | LAERDAL MEDICAL | PM | 1 | 25
1847 | IN SERVICE | SOL4831 | ST MARY'S COMMUNITY HEALTH CAMPUS | COMMUNITY NURSING TEAM | ASPIRATOR | LSU | 78111578352 | LAERDAL MEDICAL | PM | 1 | 25
1849 | IN SERVICE | SOL6915 | ST MARY'S COMMUNITY HEALTH CAMPUS | PORTSMOUTH REHAB AND REABLEMENT TEAM - PRRT | BLOOD PRESSURE MONITOR | ANEROID | 90500462 | ACCOSON | PM | 1 | 8
1850 | IN SERVICE | SOL0328 | ST MARY'S COMMUNITY HEALTH CAMPUS | SEXUAL HEALTH | ULTRASOUND TRANSDUCER | C60E/5-2 | 03RH60 | SONOSITE | OEM-AIH | 1 | FOC
1851 | IN SERVICE | SOL0330 | ST MARY'S COMMUNITY HEALTH CAMPUS | SEXUAL HEALTH | PRINTER-ULTRASOUND | UP-D897 | 251271 | SONY | OEM-AIH | 1 | 10
1852 | IN SERVICE | SOL0329 | ST MARY'S COMMUNITY HEALTH CAMPUS | SEXUAL HEALTH | ULTRASOUND TRANSDUCER | ICT 8.5 MHZ | 03QC6L | SONOSITE | OEM-AIH | 1 | FOC
1853 | IN SERVICE | SOL5888 | ROYAL SOUTH HANTS HOSPITAL | SEXUAL HEALTH | ULTRASOUND MACHINE DIAGNOSTIC | MICROMAX | WK13R7 | SONOSITE | OEM-AIH | 1 | 375
1854 | IN SERVICE | SOL5889 | ROYAL SOUTH HANTS HOSPITAL | SEXUAL HEALTH | ULTRASOUND TRANSDUCER | ICT 8.5 MHZ | 03NX25 | SONOSITE | OEM-AIH | 1 | FOC
1856 | IN SERVICE | SOL0172 | ST MARY'S COMMUNITY HEALTH CAMPUS | PHYSIOTHERAPY-PHYSIOTHERAPY ROOM | ULTRASOUND MACHINE THERAPY | ACCUSONIC PLUS | 10200797127 | METRON MEDICAL | PM | 1 | 130
1857 | IN SERVICE | SOL0168 | ST MARY'S COMMUNITY HEALTH CAMPUS | PHYSIOTHERAPY-PHYSIOTHERAPY ROOM | ULTRASOUND MACHINE THERAPY | ACCUSONIC PLUS | 10200797129 | METRON MEDICAL | PM | 1 | 130
1858 | IN SERVICE | SOL3386 | BATTENBURG AVENUE CLINIC | CHILDREN COMMUNITY NURSING-CHILD NURSING | ASPIRATOR | SAM 12 | 1207-3321 | MG ELECTRIC LTD | PM | 1 | 25
1859 | IN SERVICE | SOL6115 | BATTENBURG AVENUE CLINIC | CHILDREN COMMUNITY NURSING-CHILD NURSING | VENTILATOR | NIPPY JUNIOR+ | 13994 | BREAS MEDICAL | PM | 1 | 250
1860 | IN SERVICE | SOL0779 | JUBILEE HOUSE | INPATIENT UNIT-END OF LIFE CARE | HOIST-BATH | MAGIC 2000 | 7135 | GEORGE KRAMER | OEM-MEDACO | 1 | 142
1861 | IN SERVICE | SOL0863 | JUBILEE HOUSE | INPATIENT UNIT-END OF LIFE CARE | HOIST | FREEWAY M-175 | MSE1752860 | PRISM MEDICAL | OEM-MEDACO | 1 | 90
1864 | IN SERVICE | SOL0206 | ST MARY'S COMMUNITY HEALTH CAMPUS | PHYSIOTHERAPY-PHYSIOTHERAPY ROOM | ASPIRATOR | LSU | 78201185540 | LAERDAL MEDICAL | PM | 1 | 25
1866 | IN SERVICE | SOL0586 | WESTERN COMMUNITY HOSPITAL | KITE UNIT | BLOOD PRESSURE MONITOR | GREENLIGHT 300 | 09-004552 | ACCOSON | PM | 1 | 8
1869 | IN SERVICE | SOL6727 | BATTENBURG AVENUE CLINIC | CHILDREN COMMUNITY NURSING-CHILD NURSING | ASPIRATOR | LSU | 78510678567 | LAERDAL MEDICAL | PM | 1 | 25
1870 | IN SERVICE | SOL7879 | MEDINA HOUSE | COMMUNITY NURSING-FIRST FLOOR | DOPPLER | D900 | KAKC1-00266 | HUNTLEIGH HEALTHCARE | PM | 1 | 30
1871 | IN SERVICE | SOL0843 | JUBILEE HOUSE | INPATIENT UNIT-END OF LIFE CARE | MATTRESS PUMP | NIMBUS 3 | 151042481 | ARJO HUNTLEIGH | PM | 1 | 45
1875 | IN SERVICE | SOL6108 | BATTENBURG AVENUE CLINIC | CHILDREN COMMUNITY NURSING-CHILD NURSING | THERMOMETER | THERMOSCAN PRO 4000 | 11112077024 | BRAUN | PM | 1 | 15
1878 | IN SERVICE | SOL7402 | CIVIC OFFICES PORTSMOUTH | HEALTH VISITING AND SCHOOL NURSING-LEVEL 2 CORE 1 | PUMP-BREAST | ELITE | AL08112150 | EGNELL AMEDA LTD | PM | 1 | 55
1883 | IN SERVICE | SOL8186 | ST MARY'S COMMUNITY HEALTH CAMPUS | COMMUNITY NURSING TEAM | PULSE OXIMETER-FINGER | MD300C2 | 151402000153 | BEIJING CHOICE ELECTRONICS | PM | 1 | 15
1885 | IN SERVICE | SOL4878 | ST MARY'S COMMUNITY HEALTH CAMPUS | COMMUNITY NURSING TEAM | PULSE OXIMETER-FINGER | MD300C2 | NOT FOUND | BEIJING CHOICE ELECTRONICS | PM | 1 | 15
1886 | IN SERVICE | SOL3978 | ST MARY'S COMMUNITY HEALTH CAMPUS | COMMUNITY NURSING TEAM | PULSE OXIMETER-FINGER | MD300C2 | 1509-02000227 | BEIJING CHOICE ELECTRONICS | PM | 1 | 15
1889 | IN SERVICE | SOL4994 | ST MARY'S COMMUNITY HEALTH CAMPUS | PORTSMOUTH REHAB AND REABLEMENT TEAM - PRRT | PULSE OXIMETER-FINGER | MD300C2 | NOT FOUND | BEIJING CHOICE ELECTRONICS | PM | 1 | 15
1893 | IN SERVICE | SOL7542 | ST MARY'S COMMUNITY HEALTH CAMPUS | COMMUNITY NURSING TEAM | BLOOD PRESSURE MONITOR | DUPLEX ANERIOD | 150300136 | ACCOSON | PM | 1 | 8
1894 | IN SERVICE | SOL6315 | MEDINA HOUSE | COMMUNITY NURSING-FIRST FLOOR | BLOOD PRESSURE MONITOR | DUPLEX ANERIOD | 150300135 | ACCOSON | PM | 1 | 8
1895 | IN SERVICE | SOL7535 | ST MARY'S COMMUNITY HEALTH CAMPUS | COMMUNITY NURSING TEAM | BLOOD PRESSURE MONITOR | DUPLEX ANERIOD | 150300061 | ACCOSON | PM | 1 | 8
1896 | IN SERVICE | SOL2941 | ST MARY'S COMMUNITY HEALTH CAMPUS | COMMUNITY NURSING TEAM | BLOOD PRESSURE MONITOR | DUPLEX ANERIOD | 150200608 | ACCOSON | PM | 1 | 8
1899 | IN SERVICE | SOL5936 | ST MARY'S COMMUNITY HEALTH CAMPUS | COMMUNITY NURSING TEAM | BLOOD PRESSURE MONITOR | DUPLEX ANERIOD | 150200788 | ACCOSON | PM | 1 | 8
1902 | IN SERVICE | SOL7529 | ST MARY'S COMMUNITY HEALTH CAMPUS | COMMUNITY NURSING TEAM | BLOOD PRESSURE MONITOR | DUPLEX ANERIOD | 150200694 | ACCOSON | PM | 1 | 8
1906 | IN SERVICE | SOL7528 | ST MARY'S COMMUNITY HEALTH CAMPUS | COMMUNITY NURSING TEAM | PULSE OXIMETER-FINGER | MD300C2 | 144402001483 | BEIJING CHOICE ELECTRONICS | PM | 1 | 15
1909 | IN SERVICE | SOL2931 | ST MARY'S COMMUNITY HEALTH CAMPUS | COMMUNITY NURSING TEAM | PULSE OXIMETER-FINGER | MD300C2 | 144402001668 | BEIJING CHOICE ELECTRONICS | PM | 1 | 15
1913 | IN SERVICE | SOL7512 | ST MARY'S COMMUNITY HEALTH CAMPUS | COMMUNITY NURSING TEAM | PULSE OXIMETER-FINGER | MD300C2 | 144402001669 | BEIJING CHOICE ELECTRONICS | PM | 1 | 15
1914 | IN SERVICE | SOL7543 | ST MARY'S COMMUNITY HEALTH CAMPUS | COMMUNITY NURSING TEAM | PULSE OXIMETER-FINGER | MD300C2 | 144402001667 | BEIJING CHOICE ELECTRONICS | PM | 1 | 15
1916 | IN SERVICE | SOL7523 | ST MARY'S COMMUNITY HEALTH CAMPUS | COMMUNITY NURSING TEAM | PULSE OXIMETER-FINGER | MD300C2 | 144402001542 | BEIJING CHOICE ELECTRONICS | PM | 1 | 15
1917 | IN SERVICE | SOL2938 | MEDINA HOUSE | COMMUNITY NURSING-FIRST FLOOR | PULSE OXIMETER-FINGER | MD300C2 | 144402001538 | BEIJING CHOICE ELECTRONICS | PM | 1 | 15
1918 | IN SERVICE | SOL5020 | ST MARY'S COMMUNITY HEALTH CAMPUS | COMMUNITY NURSING TEAM | PULSE OXIMETER-FINGER | MD300C2 | 144402001485 | BEIJING CHOICE ELECTRONICS | PM | 1 | 15
1919 | IN SERVICE | SOL6615 | ST MARY'S COMMUNITY HEALTH CAMPUS | COMMUNITY NURSING TEAM | BLOOD PRESSURE MONITOR | DUPLEX ANERIOD | 150200794 | ACCOSON | PM | 1 | 8
1920 | IN SERVICE | SOL4790 | ST MARY'S COMMUNITY HEALTH CAMPUS | COMMUNITY NURSING TEAM | BLOOD PRESSURE MONITOR | DUPLEX ANERIOD | 150200786 | ACCOSON | PM | 1 | 8
1921 | IN SERVICE | SOL7519 | ST MARY'S COMMUNITY HEALTH CAMPUS | COMMUNITY NURSING TEAM | BLOOD PRESSURE MONITOR | DUPLEX ANERIOD | 150200683 | ACCOSON | PM | 1 | 8
1923 | IN SERVICE | SOL5934 | ST MARY'S COMMUNITY HEALTH CAMPUS | COMMUNITY NURSING TEAM | BLOOD PRESSURE MONITOR | DUPLEX ANERIOD | 150200790 | ACCOSON | PM | 1 | 8
1924 | IN SERVICE | SOL4814 | ST MARY'S COMMUNITY HEALTH CAMPUS | COMMUNITY NURSING TEAM | BLOOD PRESSURE MONITOR | DUPLEX ANERIOD | 150200695 | ACCOSON | PM | 1 | 8
1925 | IN SERVICE | SOL3970 | ST MARY'S COMMUNITY HEALTH CAMPUS | COMMUNITY NURSING TEAM | BLOOD PRESSURE MONITOR | DUPLEX ANERIOD | 150200617 | ACCOSON | PM | 1 | 8
1928 | IN SERVICE | SOL7540 | ST MARY'S COMMUNITY HEALTH CAMPUS | COMMUNITY NURSING TEAM | PULSE OXIMETER-FINGER | MD300C2 | 144402001539 | BEIJING CHOICE ELECTRONICS | PM | 1 | 15
1929 | IN SERVICE | SOL6331 | MEDINA HOUSE | COMMUNITY NURSING-FIRST FLOOR | PULSE OXIMETER-FINGER | MD300C2 | 144402001661 | BEIJING CHOICE ELECTRONICS | PM | 1 | 15
1930 | IN SERVICE | SOL6336 | MEDINA HOUSE | COMMUNITY NURSING-FIRST FLOOR | PULSE OXIMETER-FINGER | MD300C2 | 144402001662 | BEIJING CHOICE ELECTRONICS | PM | 1 | 15
1932 | IN SERVICE | SOL11670 | ST MARY'S COMMUNITY HEALTH CAMPUS | COMMUNITY NURSING TEAM | PULSE OXIMETER-FINGER | MD300C2 | 144402001496 | BEIJING CHOICE ELECTRONICS | PM | 1 | 15
1934 | IN SERVICE | SOL7534 | ST MARY'S COMMUNITY HEALTH CAMPUS | COMMUNITY NURSING TEAM | PULSE OXIMETER-FINGER | MD300C2 | 144402001549 | BEIJING CHOICE ELECTRONICS | PM | 1 | 15
1935 | IN SERVICE | SOL6326 | MEDINA HOUSE | COMMUNITY NURSING-FIRST FLOOR | PULSE OXIMETER-FINGER | MD300C2 | 144402001498 | BEIJING CHOICE ELECTRONICS | PM | 1 | 15
1936 | IN SERVICE | SOL6131 | BATTENBURG AVENUE CLINIC | CHILDREN COMMUNITY NURSING-CHILD NURSING | HUMIDIFIER | MR850 | 120512143474 | FISHER & PAYKEL | PM | 1 | 55
1937 | IN SERVICE | SOL5665 | CIVIC OFFICES PORTSMOUTH | HEALTH VISITING AND SCHOOL NURSING-LEVEL 2 CORE 1 | PUMP-BREAST | LACTALINE PERSONAL | 6259 | AMEDA | PM | 1 | 55
1939 | IN SERVICE | SOL7832 | BATTENBURG AVENUE CLINIC | CHILDREN COMMUNITY NURSING-CHILD NURSING | HUMIDIFIER | MR850 | 110607112116 | FISHER & PAYKEL | PM | 1 | 55
1940 | IN SERVICE | SOL0332 | ST MARY'S COMMUNITY HEALTH CAMPUS | SEXUAL HEALTH | ASPIRATOR | DOMINANT 50 | 1364219 | MEDELA | PM | 1 | 25
1949 | IN SERVICE | SOL7830 | ST MARY'S COMMUNITY HEALTH CAMPUS | COMMUNITY NURSING TEAM | THERMOMETER | THERMOSCAN IRT4520 | 32011K00344 | BRAUN | PM | 1 | 15
1952 | IN SERVICE | SOL5937 | ST MARY'S COMMUNITY HEALTH CAMPUS | COMMUNITY NURSING TEAM | THERMOMETER | ET-100A | NOT FOUND | TIMESCO | PM | 1 | 15
1955 | IN SERVICE | SOL4999 | ST MARY'S COMMUNITY HEALTH CAMPUS | COMMUNITY NURSING TEAM | THERMOMETER | ET-100A | NOT FOUND | TIMESCO | PM | 1 | 15
1956 | IN SERVICE | SOL7531 | ST MARY'S COMMUNITY HEALTH CAMPUS | COMMUNITY NURSING TEAM | THERMOMETER | ET-100A | NOT FOUND | TIMESCO | PM | 1 | 15
1959 | IN SERVICE | SOL4815 | ST MARY'S COMMUNITY HEALTH CAMPUS | COMMUNITY NURSING TEAM | THERMOMETER | ET-100A | NOT FOUND | TIMESCO | PM | 1 | 15
1961 | IN SERVICE | SOL3966 | ST MARY'S COMMUNITY HEALTH CAMPUS | COMMUNITY NURSING TEAM | THERMOMETER | ET-100A | NOT FOUND | TIMESCO | PM | 1 | 15
1962 | IN SERVICE | SOL4791 | ST MARY'S COMMUNITY HEALTH CAMPUS | COMMUNITY NURSING TEAM | THERMOMETER | ET-100A | NOT FOUND | TIMESCO | PM | 1 | 15
1964 | IN SERVICE | SOL7524 | ST MARY'S COMMUNITY HEALTH CAMPUS | COMMUNITY NURSING TEAM | THERMOMETER | ET-100A | NOT FOUND | TIMESCO | PM | 1 | 15
1971 | IN SERVICE | SOL2943 | ST MARY'S COMMUNITY HEALTH CAMPUS | COMMUNITY NURSING TEAM | THERMOMETER | ET-100A | NOT FOUND | TIMESCO | PM | 1 | 15
1973 | IN SERVICE | SOL1168 | MEDINA HOUSE | COMMUNITY NURSING-FIRST FLOOR | THERMOMETER | ET-100A | NOT FOUND | TIMESCO | PM | 1 | 15
1975 | IN SERVICE | SOL7411 | ST MARY'S COMMUNITY HEALTH CAMPUS | COMMUNITY NURSING TEAM | THERMOMETER | ET-100A | NOT FOUND | TIMESCO | PM | 1 | 15
1976 | IN SERVICE | SOL8422 | MEDINA HOUSE | COMMUNITY NURSING-FIRST FLOOR | THERMOMETER | ET-100A | NOT FOUND | TIMESCO | PM | 1 | 15
1980 | IN SERVICE | SOL6316 | MEDINA HOUSE | COMMUNITY NURSING-FIRST FLOOR | THERMOMETER | ET-100A | 6316 | TIMESCO | PM | 1 | 15
1982 | IN SERVICE | SOL8432 | MEDINA HOUSE | COMMUNITY NURSING-FIRST FLOOR | THERMOMETER | ET-100A | NOT FOUND | TIMESCO | PM | 1 | 15
1983 | IN SERVICE | SOL7509 | ST MARY'S COMMUNITY HEALTH CAMPUS | COMMUNITY NURSING TEAM | THERMOMETER | ET-100A | NOT FOUND | TIMESCO | PM | 1 | 15
1985 | IN SERVICE | SOL5004 | MEDINA HOUSE | COMMUNITY NURSING-FIRST FLOOR | THERMOMETER | ET-100A | NOT FOUND | TIMESCO | PM | 1 | 15
1986 | IN SERVICE | SOL7495 | MILLBROOK HEALTHCARE | CLINICAL ADVISORY TEAM TVN-UNIT 12 | THERMOMETER | ET-100A | NOT FOUND | TIMESCO | PM | 1 | 15
1988 | IN SERVICE | SOL5925 | ST MARY'S COMMUNITY HEALTH CAMPUS | COMMUNITY NURSING TEAM | PULSE OXIMETER-FINGER | MD300C2 | 151402000150 | BEIJING CHOICE ELECTRONICS | PM | 1 | 15
1991 | IN SERVICE | SOL7440 | ST MARY'S COMMUNITY HEALTH CAMPUS | COMMUNITY NURSING TEAM | PULSE OXIMETER-FINGER | MD300C2 | 1514-02000004 | BEIJING CHOICE ELECTRONICS | PM | 1 | 15
1992 | IN SERVICE | SOL8427 | MEDINA HOUSE | COMMUNITY NURSING-FIRST FLOOR | PULSE OXIMETER-FINGER | MD300C2 | 150902000248 | BEIJING CHOICE ELECTRONICS | PM | 1 | 15
1993 | IN SERVICE | SOL4899 | ST MARY'S COMMUNITY HEALTH CAMPUS | COMMUNITY NURSING TEAM | PULSE OXIMETER-FINGER | MD300C2 | NOT FOUND | BEIJING CHOICE ELECTRONICS | PM | 1 | 15
1996 | IN SERVICE | SOL8410 | MEDINA HOUSE | COMMUNITY NURSING-FIRST FLOOR | PULSE OXIMETER-FINGER | MD300C2 | 151402000148 | BEIJING CHOICE ELECTRONICS | PM | 1 | 15
1998 | IN SERVICE | SOL5424 | CHASE COMMUNITY HOSPITAL | SEXUAL HEALTH | MICROSCOPE | ECLIPSE E200MV RS | 106095 | NIKON UK LTD | OEM-CONTRACT PM | 1 | 95
1999 | IN SERVICE | SOL5430 | CHASE COMMUNITY HOSPITAL | SEXUAL HEALTH | PLINTH | A2223/8/2HS | P0136354 | ARJO HUNTLEIGH | PM | 1 | 35
2000 | IN SERVICE | SOL4745 | CIVIC OFFICES PORTSMOUTH | HEALTH VISITING AND SCHOOL NURSING-LEVEL 2 CORE 1 | PUMP-BREAST | ELITE | AL00110439 | EGNELL AMEDA LTD | PM | 1 | 55
2001 | IN SERVICE | SOL4784 | CIVIC OFFICES PORTSMOUTH | HEALTH VISITING AND SCHOOL NURSING-LEVEL 2 CORE 1 | SCALES | MS4202 | 9DC032521 | MARSDEN | PM | 1 | 15
2006 | IN SERVICE | SOL5933 | ST MARY'S COMMUNITY HEALTH CAMPUS | COMMUNITY NURSING TEAM | THERMOMETER | THERMOSCAN PRO 4000 | 05911K01116 | BRAUN | PM | 1 | 15
2007 | IN SERVICE | SOL5663 | ST MARY'S COMMUNITY HEALTH CAMPUS | COMMUNITY NURSING TEAM | THERMOMETER | THERMOSCAN PRO 4000 | 11106929016 | BRAUN | PM | 1 | 15
2008 | IN SERVICE | SOL5005 | ST MARY'S COMMUNITY HEALTH CAMPUS | COMMUNITY NURSING TEAM | THERMOMETER | THERMOSCAN PRO 4000 | 11106875646 | BRAUN | PM | 1 | 15
2013 | IN SERVICE | SOL5666 | CIVIC OFFICES PORTSMOUTH | HEALTH VISITING AND SCHOOL NURSING-LEVEL 2 CORE 1 | PUMP-BREAST | CALYPSO | 13605410 | ARDO MEDICAL LIMITED | PM | 1 | 55
2014 | IN SERVICE | SOL0513 | ST JAMES HOSPITAL | THE LIMES-BROOKER UNIT | BLOOD PRESSURE MONITOR | GREENLIGHT 300 | 09-002769 | ACCOSON | PM | 1 | 8
2015 | IN SERVICE | SOL7798 | CIVIC OFFICES PORTSMOUTH | HEALTH VISITING AND SCHOOL NURSING-LEVEL 2 CORE 1 | SCALES | DP3800 | 0KC050507 | MARSDEN | PM | 1 | 15
2016 | IN SERVICE | SOL7970 | BATTENBURG AVENUE CLINIC | CHILDREN COMMUNITY NURSING-CHILD NURSING | ASPIRATOR | CLARIO | 1548408 | MEDELA | PM | 1 | 25
2018 | IN SERVICE | SOL6128 | BATTENBURG AVENUE CLINIC | CHILDREN COMMUNITY NURSING-CHILD NURSING | HUMIDIFIER | MYAIRVO 2 | 140512003432 | RESMED | PM | 1 | 55
2020 | IN SERVICE | SOL5876 | BATTENBURG AVENUE CLINIC | CHILDREN COMMUNITY NURSING-CHILD NURSING | PULSE OXIMETER-HANDHELD | PM100N | MBH1500821 | COVIDIEN | PM | 1 | 55
2021 | IN SERVICE | SOL6985 | BATTENBURG AVENUE CLINIC | CHILDREN COMMUNITY NURSING-CHILD NURSING | HUMIDIFIER | MYAIRVO 2 | 1405-26004237 | FISHER & PAYKEL | PM | 1 | 55
2023 | IN SERVICE | SOL4782 | CIVIC OFFICES PORTSMOUTH | HEALTH VISITING AND SCHOOL NURSING-LEVEL 2 CORE 1 | SCALES | 384 | 538428710-3966 | SECA LTD | PM | 1 | 15
2024 | IN SERVICE | SOL4705 | CIVIC OFFICES PORTSMOUTH | HEALTH VISITING AND SCHOOL NURSING-LEVEL 2 CORE 1 | SCALES | 384 | 5384287103879 | SECA LTD | PM | 1 | 15
2025 | IN SERVICE | SOL7401 | CIVIC OFFICES PORTSMOUTH | HEALTH VISITING AND SCHOOL NURSING-LEVEL 2 CORE 1 | SCALES | 384 | 538428710-3970 | SECA LTD | PM | 1 | 15
2027 | IN SERVICE | SOL4746 | CIVIC OFFICES PORTSMOUTH | HEALTH VISITING AND SCHOOL NURSING-LEVEL 2 CORE 1 | PUMP-BREAST | ELITE | 7030769 | EGNELL AMEDA LTD | PM | 1 | 55
2028 | IN SERVICE | SOL4742 | CIVIC OFFICES PORTSMOUTH | HEALTH VISITING AND SCHOOL NURSING-LEVEL 2 CORE 1 | PUMP-BREAST | ELITE | 7030768 | EGNELL AMEDA LTD | PM | 1 | 55
2030 | IN SERVICE | SOL4819 | ST MARY'S COMMUNITY HEALTH CAMPUS | COMMUNITY NURSING TEAM | INFUSION PUMP-SYRINGE | T34 | S83526 | CME MCKINLEY | PM | 1 | 55
2031 | IN SERVICE | SOL0689 | ST MARY'S COMMUNITY HEALTH CAMPUS | THE TURNER CENTRE-HEART FAILURE TEAM | ECG MACHINE | CT8000I | 43871 | SECA LTD | PM | 1 | 88
2033 | IN SERVICE | SOL6899 | ST MARY'S COMMUNITY HEALTH CAMPUS | THE TURNER CENTRE-HEART FAILURE TEAM | PULSE OXIMETER-FINGER | W4350 | 10492610288 | MERLIN MEDICAL | PM | 1 | 15
2035 | IN SERVICE | SOL3716 | ALDERSHOT CENTRE FOR HEALTH | DENTAL-SURGERY 3 | DENTAL CHAIR | PRO II | DDN120216 | BELMONT | ASSET ONLY | 1 | NOT TO BE PRICED
2036 | IN SERVICE | SOL3707 | ALDERSHOT CENTRE FOR HEALTH | DENTAL-SURGERY 3 | DENTAL X RAY | X-MIND DC | D09125 | ACTEON | ASSET ONLY | 1 | NOT TO BE PRICED
2039 | IN SERVICE | SOL3672 | BRAMBLYS GRANGE HEALTH CENTRE | DENTAL-STORE ROOM | DENTAL ULTRASONIC SCALER | CAVITRON SELECT SPS | 121-18906 | DENTSPLY | OEM-AIH | 1 | 25
2044 | IN SERVICE | SOL0152 | ST MARY'S COMMUNITY HEALTH CAMPUS | SEXUAL HEALTH | BLOOD PRESSURE MONITOR | HEM-907E | 20070600443AF | OMRON HEALTHCARE | PM | 1 | 8
2045 | IN SERVICE | SOL0322 | ST MARY'S COMMUNITY HEALTH CAMPUS | SEXUAL HEALTH | BLOOD PRESSURE MONITOR | ANEROID | NOT FOUND | ACCOSON | PM | 1 | 8
2046 | IN SERVICE | SOL0162 | ST MARY'S COMMUNITY HEALTH CAMPUS | SEXUAL HEALTH | BLOOD PRESSURE MONITOR | ANEROID | NOT FOUND | ACCOSON | PM | 1 | 8
2047 | IN SERVICE | SOL0323 | ST MARY'S COMMUNITY HEALTH CAMPUS | SEXUAL HEALTH | BLOOD PRESSURE MONITOR | ANEROID | NOT FOUND | ACCOSON | PM | 1 | 8
2048 | IN SERVICE | SOL0317 | ST MARY'S COMMUNITY HEALTH CAMPUS | SEXUAL HEALTH | BLOOD PRESSURE MONITOR | ANEROID | NOT FOUND | ACCOSON | PM | 1 | 8
2049 | IN SERVICE | SOL0319 | ST MARY'S COMMUNITY HEALTH CAMPUS | SEXUAL HEALTH | BLOOD PRESSURE MONITOR | ANEROID | NOT FOUND | ACCOSON | PM | 1 | 8
2050 | IN SERVICE | SOL0351 | ST MARY'S COMMUNITY HEALTH CAMPUS | SEXUAL HEALTH | BLOOD PRESSURE MONITOR | ANEROID | NOT FOUND | ACCOSON | PM | 1 | 8
2051 | IN SERVICE | SOL0337 | ST MARY'S COMMUNITY HEALTH CAMPUS | SEXUAL HEALTH | BLOOD PRESSURE MONITOR | ANEROID | NOT FOUND | ACCOSON | PM | 1 | 8
2053 | IN SERVICE | SOL0142 | ST MARY'S COMMUNITY HEALTH CAMPUS | SEXUAL HEALTH | BLOOD PRESSURE MONITOR | ANEROID | NOT FOUND | ACCOSON | PM | 1 | 8
2054 | IN SERVICE | SOL0321 | ST MARY'S COMMUNITY HEALTH CAMPUS | SEXUAL HEALTH | BLOOD PRESSURE MONITOR | ANEROID | NOT FOUND | ACCOSON | PM | 1 | 8
2057 | IN SERVICE | SOL0786 | JUBILEE HOUSE | INPATIENT UNIT-END OF LIFE CARE | MATTRESS PUMP | NIMBUS 3 | 900042838 | ARJO HUNTLEIGH | PM | 1 | 45
2059 | IN SERVICE | SOL5902 | CIVIC OFFICES PORTSMOUTH | HEALTH VISITING AND SCHOOL NURSING-LEVEL 2 CORE 1 | PUMP-BREAST | CALYPSO | 14637366 | ARDO MEDICAL LIMITED | PM | 1 | 55
2061 | IN SERVICE | SOL4751 | CIVIC OFFICES PORTSMOUTH | HEALTH VISITING AND SCHOOL NURSING-LEVEL 2 CORE 1 | PUMP-BREAST | CALYPSO | 13603203 | ARDO MEDICAL LIMITED | PM | 1 | 55
2075 | IN SERVICE | SOL2794 | HAVANT HEALTH CENTRE | DENTAL-SURGERY 2 | DENTAL CHAIR | VOYAGER II-DENTAL CHAIR | ACD090123 | BELMONT | OEM-AIH | 1 | 200
2077 | IN SERVICE | SOL2840 | HAVANT HEALTH CENTRE | DENTAL-DECONTAMINATION ROOM | INCUBATOR-TEST SAMPLE | 1401 | 10041569 | ALBERT BROWNE LTD | OEM-AIH | 1 | 90
2078 | IN SERVICE | SOL2838 | HAVANT HEALTH CENTRE | DENTAL-DECONTAMINATION ROOM | AUTOCLAVE | LITTLE SISTER 3 | LCB-6B-4957 | ESCHMANN | ASSET ONLY | 1 | NOT TO BE PRICED
2079 | IN SERVICE | SOL2839 | HAVANT HEALTH CENTRE | DENTAL-DECONTAMINATION ROOM | AUTOCLAVE | LITTLE SISTER 3 | LCB-6B-4956 | ESCHMANN | ASSET ONLY | 1 | NOT TO BE PRICED
2081 | IN SERVICE | SOL2805 | HAVANT HEALTH CENTRE | DENTAL-SURGERY 1 | HOIST-CEILING | NOVA | 170304 | TEST VALLEY | OEM-MEDACO | 1 | 142
2082 | IN SERVICE | SOL2771 | PETERSFIELD COMMUNITY HOSPITAL | DENTAL-SURGERY 2 | DENTAL LIGHT | 10-500 | CG07F0118 | BELMONT | OEM-AIH | 1 | 8
2085 | IN SERVICE | SOL2740 | PETERSFIELD COMMUNITY HOSPITAL | DENTAL-SURGERY 1 | DENTAL CHAIR | VOYAGER-DENTAL CHAIR | UOT000480 | BELMONT | ASSET ONLY | 1 | NOT TO BE PRICED
2086 | IN SERVICE | SOL2746 | PETERSFIELD COMMUNITY HOSPITAL | DENTAL-SURGERY 2 | DENTAL X RAY INTRA ORAL | PHOT-X-II | EH07H0455 | BELMONT | ASSET ONLY | 1 | NOT TO BE PRICED
2092 | IN SERVICE | SOL3191 | GOSPORT WAR MEMORIAL HOSPITAL | DENTAL-SURGERY 3 | DENTAL LIGHT | 10-500 | CGD110036 | BELMONT | ASSET ONLY | 5 | NOT TO BE PRICED
2095 | IN SERVICE | SOL2813 | HAVANT HEALTH CENTRE | DENTAL-SURGERY 1 | DENTAL CHAIR | VOYAGER I-DENTAL CHAIR | DCA060313 | BELMONT | OEM-AIH | 1 | 200
2096 | IN SERVICE | SOL8420 | MEDINA HOUSE | COMMUNITY NURSING-FIRST FLOOR | DOPPLER | D900 | 900LX0166391-14 | HUNTLEIGH HEALTHCARE | PM | 1 | 30
2097 | IN SERVICE | SOL4749 | CIVIC OFFICES PORTSMOUTH | HEALTH VISITING AND SCHOOL NURSING-LEVEL 2 CORE 1 | PUMP-BREAST | LACTALINE PERSONAL | AP-05-005158 | AMEDA | PM | 1 | 55
2098 | IN SERVICE | SOL5836 | CIVIC OFFICES PORTSMOUTH | HEALTH VISITING AND SCHOOL NURSING-LEVEL 2 CORE 1 | MEDICAL FRIDGE | PE907 | 70913725816408 | LEC MEDICAL | PM | 1 | NOT TO BE PRICED
2099 | IN SERVICE | SOL5835 | CIVIC OFFICES PORTSMOUTH | HEALTH VISITING AND SCHOOL NURSING-LEVEL 2 CORE 1 | MEDICAL FRIDGE | RLDF1010 | 751401081916PW-LC | LABCOLD | PM | 1 | NOT TO BE PRICED
2101 | IN SERVICE | SOL1200 | ROYAL SOUTH HANTS HOSPITAL | DENTAL-DENTAL CLINIC | DENTAL ULTRASONIC BATH | HYGEA 2 | 51306 | ULTRAWAVE | ASSET ONLY | 1 | NOT TO BE PRICED
2103 | IN SERVICE | SOL3632 | BRAMBLYS GRANGE HEALTH CENTRE | DENTAL-DECONTAMINATION ROOM | DENTAL ULTRASONIC BATH | HYGEA 2 | 51347 | ULTRAWAVE | ASSET ONLY | 1 | NOT TO BE PRICED
2104 | IN SERVICE | SOL3229 | GOSPORT WAR MEMORIAL HOSPITAL | DENTAL-DECONTAMINATION ROOM | DENTAL ULTRASONIC BATH | HYGEA 2 | 51307 | ULTRAWAVE | ASSET ONLY | 1 | NOT TO BE PRICED
2107 | IN SERVICE | SOL5589 | ANDOVER HEALTH CENTRE | DENTAL-ROOM 2 | DENTAL ULTRASONIC SCALER | CAVITRON SELECT SPS | 121-16805 | DENTSPLY | OEM-AIH | 1 | 25
2110 | IN SERVICE | SOL0522 | ST JAMES HOSPITAL | THE LIMES-BROOKER UNIT | BLOOD PRESSURE MONITOR | ANEROID | 70800393 | ACCOSON | PM | 1 | 8
2111 | IN SERVICE | SOL5035 | ST MARY'S COMMUNITY HEALTH CAMPUS | COMMUNITY NURSING TEAM | BLOOD PRESSURE MONITOR | ANEROID | NOT FOUND | ACCOSON | PM | 1 | 8
2114 | IN SERVICE | SOL5921 | ST MARY'S COMMUNITY HEALTH CAMPUS | COMMUNITY NURSING TEAM | PULSE OXIMETER-FINGER | W4350 | 9161044311 | MERLIN MEDICAL | PM | 1 | 15
2118 | IN SERVICE | SOL1084 | QUEEN ALEXANDRA HOSPITAL | DENTAL-POSWILLO DENTAL CENTRE | VITAL SIGNS MONITOR | B30 | SF313257281WA | GE HEALTHCARE | ASSET ONLY | 1 | NOT TO BE PRICED
2122 | IN SERVICE | SOL1091 | QUEEN ALEXANDRA HOSPITAL | DENTAL-POSWILLO DENTAL CENTRE | SUCTION REGULATOR | 9510-025 CONTROLLER | NOT FOUND | EAST HEALTHCARE | OEM-AIH | 1 | 12
2124 | IN SERVICE | SOL0854 | JUBILEE HOUSE | INPATIENT UNIT-END OF LIFE CARE | ASPIRATOR | LSU | 78480790826 | LAERDAL MEDICAL | PM | 1 | 25
2128 | IN SERVICE | SOL4839 | ST MARY'S COMMUNITY HEALTH CAMPUS | COMMUNITY NURSING TEAM | BLOOD PRESSURE MONITOR | DUPLEX ANERIOD | NOT FOUND | ACCOSON | PM | 1 | 8
2129 | IN SERVICE | SOL7489 | MILLBROOK HEALTHCARE | CLINICAL ADVISORY TEAM TVN-UNIT 12 | BLOOD PRESSURE MONITOR | DUPLEX ANERIOD | 131100477 | ACCOSON | PM | 1 | 8
2148 | IN SERVICE | SOL0423 | LAKE ROAD HEALTH CENTRE | PODIATRY-DSU BUILDING | DRILL-PODIATRY | SB22 | 7190 | HADEWE | PM | 1 | 45
2151 | IN SERVICE | SOL0276 | ST MARY'S COMMUNITY HEALTH CAMPUS | SEXUAL HEALTH | BLOOD PRESSURE MONITOR | M6 AC | 20071001588LF | OMRON HEALTHCARE | PM | 1 | 8
2157 | IN SERVICE | SOL6363 | MEDINA HOUSE | COMMUNITY NURSING-FIRST FLOOR | THERMOMETER | THERMOSCAN PRO 4000 | 33312K00726 | BRAUN | PM | 1 | 15
2158 | IN SERVICE | SOL6845 | ST MARY'S COMMUNITY HEALTH CAMPUS | PORTSMOUTH REHAB AND REABLEMENT TEAM - PRRT | THERMOMETER | THERMOSCAN PRO 4000 | 32212K03248 | BRAUN | PM | 1 | 15
2162 | IN SERVICE | SOL6803 | ST MARY'S COMMUNITY HEALTH CAMPUS | PORTSMOUTH REHAB AND REABLEMENT TEAM - PRRT | BLOOD PRESSURE MONITOR | LIMPET | NOT FOUND | ACCOSON | PM | 1 | 8
2169 | IN SERVICE | SOL6813 | ST MARY'S COMMUNITY HEALTH CAMPUS | PORTSMOUTH REHAB AND REABLEMENT TEAM - PRRT | THERMOMETER | THERMOSCAN PRO 4000 | 31511K01371 | BRAUN | PM | 1 | 15
2174 | IN SERVICE | SOL0169 | ST MARY'S COMMUNITY HEALTH CAMPUS | PHYSIOTHERAPY-PHYSIOTHERAPY ROOM | ULTRASOUND MACHINE THERAPY | CURAPULS 403 | 03-0553 | ENRAF NONIUS | PM | 1 | 130
2175 | IN SERVICE | SOL3650 | BRAMBLYS GRANGE HEALTH CENTRE | DENTAL-SURGERY 1 | DENTAL DRILL | X-SMART | 00X65122 | DENTSPLY | OEM-AIH | 1 | 45
2177 | IN SERVICE | SOL4780 | CIVIC OFFICES PORTSMOUTH | HEALTH VISITING AND SCHOOL NURSING-LEVEL 2 CORE 1 | SCALES | MS4202 | NOT FOUND | MARSDEN | PM | 1 | 15
2181 | IN SERVICE | SOL1067 | QUEEN ALEXANDRA HOSPITAL | DENTAL-POSWILLO DENTAL CENTRE | ANAESTHESIA MACHINE | 9100C | ME13095034 | GE HEALTHCARE | ASSET ONLY | 1 | NOT TO BE PRICED
2186 | IN SERVICE | SOL6335 | MEDINA HOUSE | COMMUNITY NURSING-FIRST FLOOR | THERMOMETER | THERMOSCAN PRO 4000 | 07311K03260 | BRAUN | PM | 1 | 15
2193 | IN SERVICE | SOL8419 | MEDINA HOUSE | COMMUNITY NURSING-FIRST FLOOR | PULSE OXIMETER-FINGER | W4350 | 104926100972 | MERLIN MEDICAL | PM | 1 | 15
2199 | IN SERVICE | SOL6330 | MEDINA HOUSE | COMMUNITY NURSING-FIRST FLOOR | BLOOD PRESSURE MONITOR | M2BASIC | 20121134866VG | OMRON HEALTHCARE | PM | 1 | 8
2200 | IN SERVICE | SOL8185 | ST MARY'S COMMUNITY HEALTH CAMPUS | COMMUNITY NURSING TEAM | BLOOD PRESSURE MONITOR | LIMPET | 130310277 | ACCOSON | PM | 1 | 8
2206 | IN SERVICE | SOL1191 | EASTNEY HEALTH CENTRE | DENTAL-DENTAL CLINIC | DENTAL CURING LIGHT | STARLIGHT PRO | 72NA123 | MECTRON | OEM-AIH | 1 | 15
2216 | IN SERVICE | SOL6957 | ST JAMES HOSPITAL | THE LIMES-BROOKER UNIT | NEBULISER | PORTA-NEB | 2002PN178218 | PHILIPS HEALTHCARE | PM | 1 | 15
2220 | IN SERVICE | SOL6955 | ST JAMES HOSPITAL | THE LIMES-BROOKER UNIT | ASPIRATOR | LSU | 78190959827 | LAERDAL MEDICAL | PM | 1 | 25
2222 | IN SERVICE | SOL6555 | ST MARY'S COMMUNITY HEALTH CAMPUS | SEXUAL HEALTH | BLOOD PRESSURE MONITOR | HEM-907E | 5300389A | OMRON HEALTHCARE | PM | 1 | 8
2224 | IN SERVICE | SOL6351 | PETERSFIELD COMMUNITY HOSPITAL | PODIATRY-PODIATRY CLINIC | DOPPLER | D900 | 900PX0210127-05 | HUNTLEIGH HEALTHCARE | PM | 1 | 30
2229 | IN SERVICE | SOL1673 | ADELAIDE HEALTH CENTRE | CHILDREN COMMUNITY NURSING TEAM-LEVEL 2 | PULSE OXIMETER-HANDHELD | N560 | 11110060654 | NELLCOR | PM | 1 | 55
2230 | IN SERVICE | SOL2346 | ROYAL SOUTH HANTS HOSPITAL | BRAMBLES WARD-LOWER BRAMBLES | MATTRESS PUMP | NIMBUS 3 | 151075415 | ARJO HUNTLEIGH | PM | 1 | 45
2231 | IN SERVICE | SOL2623 | ROYAL SOUTH HANTS HOSPITAL | FANSHAWE WARD | MATTRESS PUMP | NIMBUS 4 | 900054513 | ARJO HUNTLEIGH | PM | 1 | 45
2232 | IN SERVICE | SOL7174 | ADELAIDE HEALTH CENTRE | CHILDREN CONTINENCE-LEVEL 2 | ENURESIS ALARM | M03 | NOT FOUND | MALEM MEDICAL | PM | 1 | 10
2233 | IN SERVICE | SOL2718 | HYTHE HOSPITAL | PODIATRY-TREATMENT ROOM | DOPPLER | D900 | KACF3-07860 | HUNTLEIGH HEALTHCARE | PM | 1 | 30
2234 | IN SERVICE | SOL2521 | ROYAL SOUTH HANTS HOSPITAL | COMMUNITY NURSING TEAM | INFUSION PUMP-SYRINGE | T34 | 16890 | CME MCKINLEY | PM | 1 | 55
2236 | IN SERVICE | SOL1390 | ST MARY'S COMMUNITY HEALTH CAMPUS | PODIATRY-PODIATRY CLINIC | LIGHT-SURGICAL | SL730 LED | 1028752830 | DARAY | PM | 1 | 120
2237 | IN SERVICE | SOL1389 | ADELAIDE HEALTH CENTRE | PODIATRY-PODIATRY CLINIC | LIGHT-SURGICAL | SL730 LED | 1028752021 | DARAY | PM | 1 | 120
2239 | IN SERVICE | SOL4489 | ROYAL SOUTH HANTS HOSPITAL | NICHOLSTOWN SURGERY | SPIROMETER | MICROLAB | NOT FOUND | CAREFUSION | PM | 1 | 125
2241 | IN SERVICE | SOL1661 | ADELAIDE HEALTH CENTRE | CHILDREN COMMUNITY NURSING TEAM-LEVEL 2 | ASPIRATOR | LSU | 78281187347 | LAERDAL MEDICAL | PM | 1 | 25
2242 | IN SERVICE | SOL6078 | ADELAIDE HEALTH CENTRE | CHILDREN CONTINENCE-LEVEL 2 | ENURESIS ALARM | M03 | NOT FOUND | MALEM MEDICAL | PM | 1 | 10
2245 | IN SERVICE | SOL4379 | ROYAL SOUTH HANTS HOSPITAL | DIABETES CENTRE-PODIATRY | PLINTH | ELECTRIC PLINTH | NOT FOUND | ARJO HUNTLEIGH | PM | 1 | 35
2247 | IN SERVICE | SOL7574 | SEMBAL HOUSE | RAPID RESPONSE TEAM-OFFICE | BLOOD PRESSURE MONITOR | DS54 | 140424174157 | WELCH ALLYN | PM | 1 | 8
2248 | IN SERVICE | SOL1870 | BITTERNE HEALTH CENTRE | PODIATRY-PODIATRY CLINIC | CAST CUTTER SAW | SG600 | 72768899230 | SCHNEIDER | PM | 1 | 55
2249 | IN SERVICE | SOL4534 | ROYAL SOUTH HANTS HOSPITAL | FANSHAWE WARD | MATTRESS PUMP | NIMBUS 4 | NOT FOUND | ARJO HUNTLEIGH | PM | 1 | 45
2250 | IN SERVICE | SOL1716 | BITTERNE HEALTH CENTRE | DENTAL-SURGERY 2 | DENTAL CURING LIGHT | CU100R | BB2354/2001 | PERFECTION PLUS | OEM-AIH | 1 | 15
2255 | IN SERVICE | SOL3583 | BITTERNE HEALTH CENTRE | COMMUNITY NURSING TEAM | INFUSION PUMP-SYRINGE | T34 | 16928 | CME MCKINLEY | PM | 1 | 55
2256 | IN SERVICE | SOL3580 | BITTERNE HEALTH CENTRE | COMMUNITY NURSING TEAM | INFUSION PUMP-SYRINGE | T34 | S56349 | CME MCKINLEY | PM | 1 | 55
2257 | IN SERVICE | SOL1380 | ADELAIDE HEALTH CENTRE | PODIATRY-PODIATRY CLINIC | DOPPLER | D900 | KAAE2-03124 | HUNTLEIGH HEALTHCARE | PM | 1 | 30
2258 | IN SERVICE | SOL1401 | ADELAIDE HEALTH CENTRE | PODIATRY-PODIATRY CLINIC | DOPPLER | MD2 | MD2.10419432-01 | HUNTLEIGH HEALTHCARE | PM | 1 | 30
2259 | IN SERVICE | SOL2055 | TWO SAINTS DAY CENTRE | HOMELESS HEALTH TEAM-TWO SAINTS DAY | ECG MACHINE | BIOLOG 3000 I | 2007-H038350 | MICRO MEDICAL | PM | 1 | 88
2260 | IN SERVICE | SOL1385 | ADELAIDE HEALTH CENTRE | PODIATRY-PODIATRY CLINIC | DRILL-PODIATRY | PODOLOG ONE | 40858S | HELMUT RUCK GMBH | PM | 1 | 45
2261 | IN SERVICE | SOL1418 | ADELAIDE HEALTH CENTRE | PODIATRY-PODIATRY CLINIC | DRILL-PODIATRY | PODOLOG ONE | 40806S | HELMUT RUCK GMBH | PM | 1 | 45
2262 | IN SERVICE | SOL6959 | ST JAMES HOSPITAL | THE LIMES-OAKDENE WARD | ECG MACHINE | MAC 1200ST | NOT FOUND | GE HEALTHCARE | PM | 1 | 88
2263 | IN SERVICE | SOL3755 | BLACKTHORN HEALTH CENTRE | PODIATRY-PODIATRY CLINIC | DRILL-PODIATRY | AS2000 | 244 | HADEWE | PM | 1 | 45
2264 | IN SERVICE | SOL4639 | ROYAL SOUTH HANTS HOSPITAL | BRAMBLES WARD-LOWER BRAMBLES | MATTRESS PUMP | NIMBUS 3 | 1510351108 | ARJO HUNTLEIGH | PM | 1 | 45
2265 | IN SERVICE | SOL4617 | ROYAL SOUTH HANTS HOSPITAL | FANSHAWE WARD | MATTRESS PUMP | NIMBUS 3 | NOT FOUND | ARJO HUNTLEIGH | PM | 1 | 45
2266 | IN SERVICE | SOL4530 | ROYAL SOUTH HANTS HOSPITAL | BRAMBLES WARD-LOWER BRAMBLES | MATTRESS PUMP | NIMBUS 4 | 1200002746 | ARJO HUNTLEIGH | PM | 1 | 45
2267 | IN SERVICE | SOL4533 | ROYAL SOUTH HANTS HOSPITAL | FANSHAWE WARD | MATTRESS PUMP | NIMBUS 4 | NOT FOUND | ARJO HUNTLEIGH | PM | 1 | 45
2268 | IN SERVICE | SOL2263 | ADELAIDE HEALTH CENTRE | CHILDREN COMMUNITY NURSING TEAM-LEVEL 2 | VENTILATOR | NIPPY JUNIOR+ | 9950 | BREAS MEDICAL | PM | 1 | 250
2269 | IN SERVICE | SOL4542 | ROYAL SOUTH HANTS HOSPITAL | BRAMBLES WARD-LOWER BRAMBLES | MATTRESS PUMP | NIMBUS 4 | 90053120 | ARJO HUNTLEIGH | PM | 1 | 45
2270 | IN SERVICE | SOL1437 | ADELAIDE HEALTH CENTRE | PHYSIOTHERAPY-GROUND FLOOR | PLINTH | 3 SECTION | IPS-47621 | ARJO HUNTLEIGH | PM | 1 | 35
2271 | IN SERVICE | SOL4619 | ROYAL SOUTH HANTS HOSPITAL | FANSHAWE WARD | MATTRESS PUMP | NIMBUS 4 | NOT FOUND | ARJO HUNTLEIGH | PM | 1 | 45
2279 | IN SERVICE | SOL1621 | ADELAIDE HEALTH CENTRE | CHILDREN COMMUNITY NURSING TEAM-LEVEL 2 | BLOOD PRESSURE MONITOR | SLD3 107 | NOT FOUND | CIGA HEALTHCARE | PM | 1 | 8
2281 | IN SERVICE | SOL7029 | ROSEWOOD FREE SCHOOL | SCHOOL NURSES-NURSES ROOM | THERMOMETER | THERMOSCAN PRO 6000 | 17316K51802 | BRAUN | PM | 1 | 15
2283 | IN SERVICE | SOL5321 | ADELAIDE HEALTH CENTRE | CHILDREN COMMUNITY NURSING TEAM-LEVEL 2 | NEBULISER | INNOSPIRE DELUXE | 107760 | PHILIPS HEALTHCARE | PM | 1 | 15
2286 | IN SERVICE | SOL1622 | ADELAIDE HEALTH CENTRE | CHILDREN COMMUNITY NURSING TEAM-LEVEL 2 | PULSE OXIMETER-HANDHELD | PM100N | MBH1503961 | COVIDIEN | PM | 1 | 55
2292 | IN SERVICE | SOL6156 | ADELAIDE HEALTH CENTRE | CHILDREN CONTINENCE-LEVEL 2 | ENURESIS ALARM | WET STOP 3 | NOT FOUND | POTTY MD | PM | 1 | 10
2294 | IN SERVICE | SOL1424 | ADELAIDE HEALTH CENTRE | PHYSIOTHERAPY-GROUND FLOOR | PLINTH | 3 SECTION | IPS-47625 | ARJO HUNTLEIGH | PM | 1 | 35
2295 | IN SERVICE | SOL1436 | ADELAIDE HEALTH CENTRE | PHYSIOTHERAPY-GROUND FLOOR | PLINTH | 3 SECTION | IPS-47465 | ARJO HUNTLEIGH | PM | 1 | 35
2296 | IN SERVICE | SOL6407 | ADELAIDE HEALTH CENTRE | CHILDREN COMMUNITY NURSING TEAM-LEVEL 2 | COUGH ASSIST MACHINE | E70 | 3054 | PHILIPS HEALTHCARE | PM | 1 | 110
2297 | IN SERVICE | SOL7365 | BITTERNE HEALTH CENTRE | COMMUNITY NURSING TEAM | INFUSION PUMP-SYRINGE | T34 | 16925 | CME MCKINLEY | PM | 1 | 55
2298 | IN SERVICE | SOL7418 | WESTERN COMMUNITY HOSPITAL | WEST COMMUNITY INDEPENDENCE TEAM-WESTERN WING | ASPIRATOR | LSU | 78121355403 | LAERDAL MEDICAL | PM | 1 | 25
2300 | IN SERVICE | SOL4482 | ROYAL SOUTH HANTS HOSPITAL | BRAMBLES WARD-LOWER BRAMBLES | SCALES | 959 | 1000-0000068817 | SECA LTD | PM | 1 | 15
2301 | IN SERVICE | SOL4418 | ROYAL SOUTH HANTS HOSPITAL | BRAMBLES WARD-LOWER BRAMBLES | SCALES | 2835 | MSE150166 | LIKO | ASSET ONLY | 1 | NOT TO BE PRICED
2302 | IN SERVICE | SOL8180 | ROYAL SOUTH HANTS HOSPITAL | FANSHAWE WARD | SCALES | 677 | NOT FOUND | SECA LTD | PM | 1 | 15
2303 | IN SERVICE | SOL4575 | ROYAL SOUTH HANTS HOSPITAL | FANSHAWE WARD | SCALES | 955 | NOT FOUND | SECA LTD | PM | 1 | 15
2304 | IN SERVICE | SOL5472 | ADELAIDE HEALTH CENTRE | HEALTH VISITING AND SCHOOL NURSING | SCALE-BABY | 385 | 5385-127136343 | SECA LTD | PM | 1 | 15
2305 | IN SERVICE | SOL7714 | ADELAIDE HEALTH CENTRE | HEALTH VISITING AND SCHOOL NURSING | SCALES | 835 | 5835317074354 | SECA LTD | PM | 1 | 15
2308 | IN SERVICE | SOL4087 | BITTERNE HEALTH CENTRE | SITE SERVICES-CONSULTING ROOM | ENURESIS ALARM | SM1 | NOT FOUND | NH EASTWOOD | PM | 1 | 10
2310 | IN SERVICE | SOL2271 | ADELAIDE HEALTH CENTRE | CHILDREN COMMUNITY NURSING TEAM-LEVEL 2 | PULSE OXIMETER-HANDHELD | N560 | 11109100075 | NELLCOR | PM | 1 | 55
2311 | IN SERVICE | SOL1669 | ADELAIDE HEALTH CENTRE | CHILDREN COMMUNITY NURSING TEAM-LEVEL 2 | VENTILATOR | NIPPY JUNIOR+ | 2007-7479 | BREAS MEDICAL | PM | 1 | 250
2312 | IN SERVICE | SOL4492 | ROYAL SOUTH HANTS HOSPITAL | NICHOLSTOWN SURGERY | PLINTH | TREATMENT PLINTH | NOT FOUND | PLINTH MEDICAL | PM | 1 | 35
2314 | IN SERVICE | SOL4210 | THORNHILL CENTRE FOR HEALTHY LIVING | COMMUNITY PAEDIATRIC MEDICAL SERVICES | BLOOD PRESSURE MONITOR | M6 AC | 20140500584VG | OMRON HEALTHCARE | PM | 1 | 8
2315 | IN SERVICE | SOL4211 | THORNHILL CENTRE FOR HEALTHY LIVING | COMMUNITY PAEDIATRIC MEDICAL SERVICES | BLOOD PRESSURE MONITOR | M5-1 | 3Z04942L | OMRON HEALTHCARE | PM | 1 | 8
2316 | IN SERVICE | SOL4212 | THORNHILL CENTRE FOR HEALTHY LIVING | COMMUNITY PAEDIATRIC MEDICAL SERVICES | BLOOD PRESSURE MONITOR | M6 AC | 20120200829VG | OMRON HEALTHCARE | PM | 1 | 8
2322 | IN SERVICE | SOL2627 | ROYAL SOUTH HANTS HOSPITAL | FANSHAWE WARD | MATTRESS PUMP | NIMBUS 3 | 151076775 | ARJO HUNTLEIGH | PM | 1 | 45
2323 | IN SERVICE | SOL5862 | SATELLITE CLINIC | HOMELESS HEALTH TEAM-PATRICK HOUSE HOSTEL | BLOOD PRESSURE MONITOR | MAXI STABIL 3 | 157100 | SPEIDEL & KEELER | PM | 1 | 8
2324 | IN SERVICE | SOL1858 | ADELAIDE HEALTH CENTRE | PODIATRY-PODIATRY CLINIC | PLINTH | 503CDT | 503CD/E/UP/1098/235 | PLINTH MEDICAL | PM | 1 | 35
2327 | IN SERVICE | SOL5411 | ADELAIDE HEALTH CENTRE | CHILDREN COMMUNITY NURSING TEAM-LEVEL 2 | ASPIRATOR | CLARIO | 1526167 | MEDELA | PM | 1 | 25
2329 | IN SERVICE | SOL2253 | TWO SAINTS DAY CENTRE | HOMELESS HEALTH TEAM-TWO SAINTS DAY | INR CHARGER | COAGUCHEK XS PLUS | UU00016642 | ROCHE DIAGNOSTICS | ASSET ONLY | 1 | NOT TO BE PRICED
2330 | IN SERVICE | SOL2254 | TWO SAINTS DAY CENTRE | HOMELESS HEALTH TEAM-TWO SAINTS DAY | DOPPLER | D900 | KAJG5-19131 | HUNTLEIGH HEALTHCARE | PM | 1 | 30
2331 | IN SERVICE | SOL2046 | TWO SAINTS DAY CENTRE | HOMELESS HEALTH TEAM-TWO SAINTS DAY | BLOOD PRESSURE MONITOR | MAXI STABIL 3 | 60004 | SPEIDEL & KEELER | PM | 1 | 8
2332 | IN SERVICE | SOL4483 | ROYAL SOUTH HANTS HOSPITAL | BRAMBLES WARD-LOWER BRAMBLES | MATTRESS PUMP | NIMBUS 3 | 151077063 | ARJO HUNTLEIGH | PM | 1 | 45
2333 | IN SERVICE | SOL1644 | ADELAIDE HEALTH CENTRE | CHILDREN COMMUNITY NURSING TEAM-LEVEL 2 | ASPIRATOR | 7305U | PU110209 | DRIVE DEVILBISS | PM | 1 | 25
2335 | IN SERVICE | SOL6087 | ROYAL SOUTH HANTS HOSPITAL | BRAMBLES WARD-LOWER BRAMBLES | MATTRESS PUMP | NIMBUS 4 | 1200002749 | ARJO HUNTLEIGH | PM | 1 | 45
2337 | IN SERVICE | SOL2350 | ROYAL SOUTH HANTS HOSPITAL | BRAMBLES WARD-LOWER BRAMBLES | MATTRESS PUMP | NIMBUS 3 | 151056174 | ARJO HUNTLEIGH | PM | 1 | 45
2341 | IN SERVICE | SOL1320 | WESTERN COMMUNITY HOSPITAL | SNOWDON WARD-MAIN BLOCK | ASPIRATOR | LSU | 78521585970 | LAERDAL MEDICAL | PM | 1 | 25
2342 | IN SERVICE | SOL3488 | BROADCAST HOUSE | COMMUNITY NURSING TEAM | ASPIRATOR | LSU | 78010107248 | LAERDAL MEDICAL | PM | 1 | 25
2343 | IN SERVICE | SOL1417 | ADELAIDE HEALTH CENTRE | PODIATRY-PODIATRY CLINIC | PLINTH | 3 SECTION | 50CDTEC12110003 | PLINTH MEDICAL | PM | 1 | 35
2344 | IN SERVICE | SOL5791 | ROYAL SOUTH HANTS HOSPITAL | SEXUAL HEALTH | PLINTH | A256/8/3HS | IPS-50879 | ARJO HUNTLEIGH | PM | 1 | 35
2346 | IN SERVICE | SOL2476 | ROYAL SOUTH HANTS HOSPITAL | DENTAL-CLEAN UTILITY ROOM | DENTAL DRILL | ENDOMATE | A04629 | NSK | OEM-AIH | 1 | 45
2350 | IN SERVICE | SOL5749 | ROYAL SOUTH HANTS HOSPITAL | SEXUAL HEALTH | PULSE OXIMETER-HANDHELD | N180 | 20761831 | NELLCOR | PM | 1 | 55
2351 | IN SERVICE | SOL1755 | BITTERNE HEALTH CENTRE | PODIATRY-PODIATRY CLINIC | DRILL-PODIATRY | BERCHTOLD S35 | NOT FOUND | CANONBURY | PM | 1 | 45
2352 | IN SERVICE | SOL7314 | BITTERNE HEALTH CENTRE | EAST COMMUNITY INDEPENDENCE TEAM-WESTWOOD HOUSE | BLOOD PRESSURE MONITOR | UA-767 | 5110701444 | A&D INSTRUMENTS | PM | 1 | 8
2355 | IN SERVICE | SOL5745 | ROYAL SOUTH HANTS HOSPITAL | SEXUAL HEALTH | ASPIRATOR | VX2 | BB01330 | SSCOR INC | PM | 1 | 25
2356 | IN SERVICE | SOL5702 | ROYAL SOUTH HANTS HOSPITAL | SEXUAL HEALTH | SCALES | 761 | 2761140136618 | SECA LTD | PM | 1 | 15
2357 | IN SERVICE | SOL5703 | ROYAL SOUTH HANTS HOSPITAL | SEXUAL HEALTH | PLINTH | A2222/2/SHS | IPS-50603 | ARJO HUNTLEIGH | PM | 1 | 35
2358 | IN SERVICE | SOL6479 | ROYAL SOUTH HANTS HOSPITAL | SEXUAL HEALTH | PLINTH | A2232/2/SHS | IPS-47463 | ARJO HUNTLEIGH | PM | 1 | 35
2359 | IN SERVICE | SOL5715 | ROYAL SOUTH HANTS HOSPITAL | SEXUAL HEALTH | PLINTH | A2256/8/3HS | IPS-50613 | ARJO HUNTLEIGH | PM | 1 | 35
2360 | IN SERVICE | SOL5788 | ROYAL SOUTH HANTS HOSPITAL | SEXUAL HEALTH | PLINTH | AKRON | 93PEGY21130429A | AKRON ARJO HUNTLEIGH | PM | 1 | 35
2361 | IN SERVICE | SOL5706 | ROYAL SOUTH HANTS HOSPITAL | SEXUAL HEALTH | PLINTH | A9822/8/3HS | IPS-24961 | ARJO HUNTLEIGH | PM | 1 | 35
2362 | IN SERVICE | SOL5705 | ROYAL SOUTH HANTS HOSPITAL | SEXUAL HEALTH | PLINTH | A2223/8/2HS | P0136356 | ARJO HUNTLEIGH | PM | 1 | 35
2363 | IN SERVICE | SOL5822 | ROYAL SOUTH HANTS HOSPITAL | SEXUAL HEALTH | PLINTH | GYNAE 3 DELUXE | PO396466 | ARJO HUNTLEIGH | PM | 1 | 35
2364 | IN SERVICE | SOL5826 | ROYAL SOUTH HANTS HOSPITAL | SEXUAL HEALTH | PLINTH | GYNAE 3 DELUXE | PO396469 | ARJO HUNTLEIGH | PM | 1 | 35
2365 | IN SERVICE | SOL5694 | ROYAL SOUTH HANTS HOSPITAL | SEXUAL HEALTH | PLINTH | GYNAE 3 DELUXE | PO396468 | ARJO HUNTLEIGH | PM | 1 | 35
2366 | IN SERVICE | SOL5696 | ROYAL SOUTH HANTS HOSPITAL | SEXUAL HEALTH | PLINTH | GYNAE 3 DELUXE | PO396465 | ARJO HUNTLEIGH | PM | 1 | 35
2367 | IN SERVICE | SOL5700 | ROYAL SOUTH HANTS HOSPITAL | SEXUAL HEALTH | PLINTH | GYNAE 3 DELUXE | PO396467 | ARJO HUNTLEIGH | PM | 1 | 35
2368 | IN SERVICE | SOL5830 | ROYAL SOUTH HANTS HOSPITAL | SEXUAL HEALTH | PLINTH | A2256/8/3HS | IPS-50863 | ARJO HUNTLEIGH | PM | 1 | 35
2369 | IN SERVICE | SOL5698 | ROYAL SOUTH HANTS HOSPITAL | SEXUAL HEALTH | PLINTH | GYNAE 3 DELUXE | IPS-50898 | ARJO HUNTLEIGH | PM | 1 | 35
2370 | IN SERVICE | SOL5742 | ROYAL SOUTH HANTS HOSPITAL | SEXUAL HEALTH | PLINTH | A9822/8/3HS | IPS-19044 | ARJO HUNTLEIGH | PM | 1 | 35
2371 | IN SERVICE | SOL5800 | ROYAL SOUTH HANTS HOSPITAL | SEXUAL HEALTH | BLOOD PRESSURE MONITOR | M5-1 | 2Y05809L | OMRON HEALTHCARE | PM | 1 | 8
2372 | IN SERVICE | SOL5114 | ROYAL SOUTH HANTS HOSPITAL | SEXUAL HEALTH | BLOOD PRESSURE MONITOR | M6 AC | 20140101086VG | OMRON HEALTHCARE | PM | 1 | 8
2374 | IN SERVICE | SOL5799 | ROYAL SOUTH HANTS HOSPITAL | SEXUAL HEALTH | BLOOD PRESSURE MONITOR | M7 | 20140401207LF | OMRON HEALTHCARE | PM | 1 | 8
2375 | IN SERVICE | SOL5794 | ROYAL SOUTH HANTS HOSPITAL | SEXUAL HEALTH | BLOOD PRESSURE MONITOR | UA-767 | 5061001003 | A&D INSTRUMENTS | PM | 1 | 8
2378 | IN SERVICE | SOL3992 | BITTERNE HEALTH CENTRE | COPD-STORE ROOM | NEBULISER | AC2000 HI FLO | NOT FOUND | HS CLEMENT CLARKE | PM | 1 | 15
2379 | IN SERVICE | SOL4531 | ROYAL SOUTH HANTS HOSPITAL | BRAMBLES WARD-LOWER BRAMBLES | MATTRESS PUMP | NIMBUS 3 | NOT FOUND | ARJO HUNTLEIGH | PM | 1 | 45
2380 | IN SERVICE | SOL4361 | ROYAL SOUTH HANTS HOSPITAL | BRAMBLES WARD-LOWER BRAMBLES | HOIST | VIKING XL | TBA.12 | LIKO | OEM-MEDACO | 1 | 90
2381 | IN SERVICE | SOL5750 | ROYAL SOUTH HANTS HOSPITAL | SEXUAL HEALTH | MICROSCOPE | DIALUX 22EB | 345 | LEICA MICROSYSTEMS | OEM-CONTRACT PM | 1 | 95
2382 | IN SERVICE | SOL5789 | ROYAL SOUTH HANTS HOSPITAL | SEXUAL HEALTH | LIGHT-EXAMINATION | LHH10 | NOT FOUND | LUXO LTD | PM | 1 | 10
2383 | IN SERVICE | SOL5704 | ROYAL SOUTH HANTS HOSPITAL | SEXUAL HEALTH | LIGHT-EXAMINATION | LHH10 | NOT FOUND | LUXO LTD | PM | 1 | 10
2384 | IN SERVICE | SOL5792 | ROYAL SOUTH HANTS HOSPITAL | SEXUAL HEALTH | LIGHT-EXAMINATION | LHH10 | NOT FOUND | LUXO LTD | PM | 1 | 10
2385 | IN SERVICE | SOL5699 | ROYAL SOUTH HANTS HOSPITAL | SEXUAL HEALTH | LIGHT-EXAMINATION | LHH10 | NOT FOUND | LUXO LTD | PM | 1 | 10
2386 | IN SERVICE | SOL6477 | ROYAL SOUTH HANTS HOSPITAL | SEXUAL HEALTH | LIGHT-EXAMINATION | LHH20 | NOT FOUND | LUXO LTD | PM | 1 | 10
2388 | IN SERVICE | SOL5707 | ROYAL SOUTH HANTS HOSPITAL | SEXUAL HEALTH | LIGHT-EXAMINATION | LHH LED | NOT FOUND | LUXO LTD | PM | 1 | 10
2389 | IN SERVICE | SOL5695 | ROYAL SOUTH HANTS HOSPITAL | SEXUAL HEALTH | LIGHT-EXAMINATION | LHH10 | NOT FOUND | LUXO LTD | PM | 1 | 10
2390 | IN SERVICE | SOL5697 | ROYAL SOUTH HANTS HOSPITAL | SEXUAL HEALTH | LIGHT-EXAMINATION | LHH10 | NOT FOUND | LUXO LTD | PM | 1 | 10
2391 | IN SERVICE | SOL5701 | ROYAL SOUTH HANTS HOSPITAL | SEXUAL HEALTH | LIGHT-EXAMINATION | LHH10 | NOT FOUND | LUXO LTD | PM | 1 | 10
2392 | IN SERVICE | SOL5783 | ROYAL SOUTH HANTS HOSPITAL | SEXUAL HEALTH | LIGHT-EXAMINATION | LHH10 | NOT FOUND | LUXO LTD | PM | 1 | 10
2393 | IN SERVICE | SOL5713 | ROYAL SOUTH HANTS HOSPITAL | SEXUAL HEALTH | PRINTER-ULTRASOUND | UP-D897 | 600056 | SONY | OEM-AIH | 1 | 10
2395 | IN SERVICE | SOL1856 | ADELAIDE HEALTH CENTRE | PODIATRY-PODIATRY CLINIC | PLINTH | A7252/3/3FS | IPS-09219 | ARJO HUNTLEIGH | PM | 1 | 35
2396 | IN SERVICE | SOL1860 | ADELAIDE HEALTH CENTRE | PODIATRY-PODIATRY CLINIC | DRILL-PODIATRY | BERCHTOLD S30 | 3908 | CANONBURY | PM | 1 | 45
2400 | IN SERVICE | SOL2717 | BITTERNE HEALTH CENTRE | PODIATRY-TREATMENT ROOM | PLINTH | 7522/3/NS867 | 469483 | ARJO HUNTLEIGH | PM | 1 | 35
2401 | IN SERVICE | SOL2715 | HYTHE HOSPITAL | PODIATRY-TREATMENT ROOM | PLINTH | 7522/3/NS867 | 469480 | ARJO HUNTLEIGH | PM | 1 | 35
2402 | IN SERVICE | SOL4486 | ROYAL SOUTH HANTS HOSPITAL | FANSHAWE WARD | ECG MACHINE | CP150 | NOT FOUND | WELCH ALLYN | PM | 1 | 88
2403 | IN SERVICE | SOL4580 | ROYAL SOUTH HANTS HOSPITAL | FANSHAWE WARD | BLADDER SCANNER | BARDSCAN II | 2478 | BARD LTD | OEM-AIH | 1 | 650
2404 | IN SERVICE | SOL2454 | ROYAL SOUTH HANTS HOSPITAL | NICHOLSTOWN SURGERY | PLINTH | 503CDT | 503C/E/X1098/233 | PLINTH MEDICAL | PM | 1 | 35
2406 | IN SERVICE | SOL3766 | BROADCAST HOUSE | COMMUNITY NURSING TEAM | BLOOD PRESSURE MONITOR | 332 | 160400495 | ACCOSON | PM | 1 | 8
2407 | IN SERVICE | SOL3512 | BROADCAST HOUSE | COMMUNITY NURSING TEAM | BLOOD PRESSURE MONITOR | 332 | 160500288 | ACCOSON | PM | 1 | 8
2409 | IN SERVICE | SOL1588 | BROADCAST HOUSE | COMMUNITY NURSING TEAM | BLOOD PRESSURE MONITOR | 332 | 160500416 | ACCOSON | PM | 1 | 8
2410 | IN SERVICE | SOL7044 | WESTERN COMMUNITY HOSPITAL | WEST COMMUNITY INDEPENDENCE TEAM-WESTERN WING | ASPIRATOR | 7305U | PU130243 | DRIVE DEVILBISS | PM | 1 | 25
2411 | IN SERVICE | SOL7042 | WESTERN COMMUNITY HOSPITAL | WEST COMMUNITY INDEPENDENCE TEAM-WESTERN WING | ASPIRATOR | 7305U | NOT FOUND | DRIVE DEVILBISS | PM | 1 | 25
2412 | IN SERVICE | SOL3484 | BROADCAST HOUSE | COMMUNITY NURSING TEAM | ASPIRATOR | 7305U | PU130222 | DRIVE DEVILBISS | PM | 1 | 25
2415 | IN SERVICE | SOL7415 | WESTERN COMMUNITY HOSPITAL | WEST COMMUNITY INDEPENDENCE TEAM-WESTERN WING | ASPIRATOR | 7305U | PU130256 | DRIVE DEVILBISS | PM | 1 | 25
2416 | IN SERVICE | SOL8116 | BROADCAST HOUSE | COMMUNITY NURSING TEAM | ASPIRATOR | CLARIO | 1629473 | MEDELA | PM | 1 | 25
2417 | IN SERVICE | SOL8172 | WESTERN COMMUNITY HOSPITAL | WEST COMMUNITY INDEPENDENCE TEAM-WESTERN WING | ASPIRATOR | CLARIO | 1629474 | MEDELA | PM | 1 | 25
2418 | IN SERVICE | SOL8115 | BROADCAST HOUSE | COMMUNITY NURSING TEAM | PULSE OXIMETER-HANDHELD | PM100N | MBH1601945 | COVIDIEN | PM | 1 | 55
2419 | IN SERVICE | SOL7043 | WESTERN COMMUNITY HOSPITAL | WEST COMMUNITY INDEPENDENCE TEAM-WESTERN WING | PULSE OXIMETER-HANDHELD | PM100N | MBH1602009 | COVIDIEN | PM | 1 | 55
2420 | IN SERVICE | SOL8114 | BROADCAST HOUSE | COMMUNITY NURSING TEAM | ASPIRATOR | VARIO 18 | 1597878 | MEDELA | PM | 1 | 25
2423 | IN SERVICE | SOL1410 | ADELAIDE HEALTH CENTRE | PODIATRY-PODIATRY CLINIC | PLINTH | 3 SECTION | 469473 | ARJO HUNTLEIGH | PM | 1 | 35
2425 | IN SERVICE | SOL2435 | ROYAL SOUTH HANTS HOSPITAL | NICHOLSTOWN SURGERY | PLINTH | A2232/2/SHS | IPS-32394 | ARJO HUNTLEIGH | PM | 1 | 35
2426 | IN SERVICE | SOL4520 | ROYAL SOUTH HANTS HOSPITAL | DENTAL-FANSHAWE WING | WAX BATH | WAX W | NOT FOUND | SESCO | OEM-AIH | 1 | 20
2427 | IN SERVICE | SOL1623 | ADELAIDE HEALTH CENTRE | CHILDREN COMMUNITY NURSING TEAM-LEVEL 2 | PULSE OXIMETER-HANDHELD | N560 | 11109100059 | NELLCOR | PM | 1 | 55
2428 | IN SERVICE | SOL1413 | ADELAIDE HEALTH CENTRE | PODIATRY-PODIATRY CLINIC | PLINTH | 3 SECTION | 503CDTW11110013 | PLINTH MEDICAL | PM | 1 | 35
2437 | IN SERVICE | SOL1655 | ADELAIDE HEALTH CENTRE | CHILDREN COMMUNITY NURSING TEAM-LEVEL 2 | HUMIDIFIER | MR850 | 40806010621 | FISHER & PAYKEL | PM | 1 | 55
2438 | IN SERVICE | SOL4261 | ADELAIDE HEALTH CENTRE | TISSUE VIABILITY SERVICE-CLINIC ROOM | ULTRASOUND MACHINE DIAGNOSTIC | M-TURBO | 03HKJQ | SONOSITE | OEM-AIH | 1 | 375
2443 | IN SERVICE | SOL1753 | BITTERNE HEALTH CENTRE | PODIATRY-PODIATRY CLINIC | PLINTH | 7522/3/NS867 | 469485 | ARJO HUNTLEIGH | PM | 1 | 35
2444 | IN SERVICE | SOL1631 | ADELAIDE HEALTH CENTRE | CHILDREN COMMUNITY NURSING TEAM-LEVEL 2 | VENTILATOR | TRILOGY 100 | TV11408054F | PHILIPS HEALTHCARE | PM | 1 | 799
2445 | IN SERVICE | SOL3525 | BITTERNE HEALTH CENTRE | COMMUNITY NURSING TEAM | PULSE OXIMETER-FINGER | 9006368 | 142319900126 | HENRY SCHEIN | PM | 1 | 15
2446 | IN SERVICE | SOL2460 | ROYAL SOUTH HANTS HOSPITAL | NICHOLSTOWN SURGERY | PLINTH | BA02E | 13293 | PLINTH MEDICAL | PM | 1 | 35
2447 | IN SERVICE | SOL2393 | ROYAL SOUTH HANTS HOSPITAL | NICHOLSTOWN SURGERY | BLOOD PRESSURE MONITOR | ANEROID | 160400285 | ACCOSON | PM | 1 | 8
2449 | IN SERVICE | SOL3541 | BITTERNE HEALTH CENTRE | COMMUNITY NURSING TEAM | BLOOD PRESSURE MONITOR | AC0312 | 130200634 | ACCOSON | PM | 1 | 8
2450 | IN SERVICE | SOL7274 | BITTERNE HEALTH CENTRE | COMMUNITY NURSING TEAM | BLOOD PRESSURE MONITOR | AC0312 | 140600048 | ACCOSON | PM | 1 | 8
2451 | IN SERVICE | SOL4096 | BITTERNE HEALTH CENTRE | SITE SERVICES-CONSULTING ROOM | ENURESIS ALARM | SM1 | NOT FOUND | NSPIRE | PM | 1 | 10
2455 | IN SERVICE | SOL4268 | ADELAIDE HEALTH CENTRE | GP SURGERY | PLINTH | A2232/2/SHS | P045266 | ARJO HUNTLEIGH | PM | 1 | 35
2456 | IN SERVICE | SOL4265 | ADELAIDE HEALTH CENTRE | GP SURGERY | VITAL SIGNS MONITOR | ELAN MONITOR | 1384 | MED LAB | PM | 1 | 55
2457 | IN SERVICE | SOL4260 | ADELAIDE HEALTH CENTRE | GP SURGERY | LIGHT-EXAMINATION | LHH50 | 12M884 | LUXO LTD | PM | 1 | 10
2459 | IN SERVICE | SOL6405 | ADELAIDE HEALTH CENTRE | CHILDREN COMMUNITY NURSING TEAM-LEVEL 2 | VENTILATOR | NIPPY JUNIOR+ | 2008-8771 | BREAS MEDICAL | PM | 1 | 250
2460 | IN SERVICE | SOL3509 | BROADCAST HOUSE | COMMUNITY NURSING TEAM | BLOOD PRESSURE MONITOR | 322 | 160400446 | ACCOSON | PM | 1 | 8
2461 | IN SERVICE | SOL1865 | BITTERNE HEALTH CENTRE | PODIATRY-PODIATRY CLINIC | PLINTH | 7522/3/NS867 | 469471 | ARJO HUNTLEIGH | PM | 1 | 35
2462 | IN SERVICE | SOL4419 | ROYAL SOUTH HANTS HOSPITAL | BRAMBLES WARD-LOWER BRAMBLES | DEFIBRILLATOR-AED | HEARTSTART FR2 | 303086616 | PHILIPS HEALTHCARE | ASSET ONLY | 1 | NOT TO BE PRICED
2464 | IN SERVICE | SOL1756 | BITTERNE HEALTH CENTRE | PODIATRY-PODIATRY CLINIC | PLINTH | 7522/3/NS867 | 469472 | ARJO HUNTLEIGH | PM | 1 | 35
2467 | IN SERVICE | SOL1680 | BITTERNE HEALTH CENTRE | DENTAL-SURGERY 1 | VITAL SIGNS MONITOR | DASH 4000 | C1DJ8527G | GE HEALTHCARE | ASSET ONLY | 5 | NOT TO BE PRICED
2468 | IN SERVICE | SOL1651 | ADELAIDE HEALTH CENTRE | CHILDREN COMMUNITY NURSING TEAM-LEVEL 2 | HUMIDIFIER | MR850 | 60703014214 | FISHER & PAYKEL | PM | 1 | 55
2470 | IN SERVICE | SOL1658 | ADELAIDE HEALTH CENTRE | CHILDREN COMMUNITY NURSING TEAM-LEVEL 2 | HUMIDIFIER | HC150 | 1311-29014619 | FISHER & PAYKEL | PM | 1 | 55
2471 | IN SERVICE | SOL1758 | BITTERNE HEALTH CENTRE | PODIATRY-PODIATRY CLINIC | DRILL-PODIATRY | BERCHTOLD S30 | 1416 | CANONBURY | PM | 1 | 45
2473 | IN SERVICE | SOL1407 | ADELAIDE HEALTH CENTRE | PODIATRY-PODIATRY CLINIC | DRILL-PODIATRY | BERCHTOLD S35 | NOT FOUND | CANONBURY | PM | 1 | 45
2474 | IN SERVICE | SOL1403 | ADELAIDE HEALTH CENTRE | PODIATRY-PODIATRY CLINIC | PLINTH | 3 SECTION | 269159 | ARJO HUNTLEIGH | PM | 1 | 35
2476 | IN SERVICE | SOL5315 | ADELAIDE HEALTH CENTRE | CHILDREN COMMUNITY NURSING TEAM-LEVEL 2 | ASPIRATOR | 7305U | PU116592 | DRIVE DEVILBISS | PM | 1 | 25
2478 | IN SERVICE | SOL7454 | BROADCAST HOUSE | COMMUNITY NURSING TEAM | DIAGNOSTIC SET | 1503-P-1034 | NOT FOUND | KEELER | PM | 1 | 5
2480 | IN SERVICE | SOL2447 | ROYAL SOUTH HANTS HOSPITAL | NICHOLSTOWN SURGERY | PLINTH | 3 SECTION | 13293 | PLINTH MEDICAL | PM | 1 | 35
2481 | IN SERVICE | SOL2443 | ROYAL SOUTH HANTS HOSPITAL | NICHOLSTOWN SURGERY | DIAGNOSTIC SET | 1942-P-1001 CHARGER | 62085 | KEELER | PM | 1 | 5
2482 | IN SERVICE | SOL2406 | ROYAL SOUTH HANTS HOSPITAL | NICHOLSTOWN SURGERY | BLOOD PRESSURE MONITOR | AC0312 | NOT FOUND | ACCOSON | PM | 1 | 8
2483 | IN SERVICE | SOL2407 | ROYAL SOUTH HANTS HOSPITAL | NICHOLSTOWN SURGERY | BLOOD PRESSURE MONITOR | ANEROID | NOT FOUND | ACCOSON | PM | 1 | 8
2484 | IN SERVICE | SOL3556 | BITTERNE HEALTH CENTRE | COMMUNITY NURSING TEAM | SCALES | 761 | 2761129118331 | SECA LTD | PM | 1 | 15
2485 | IN SERVICE | SOL2446 | ROYAL SOUTH HANTS HOSPITAL | NICHOLSTOWN SURGERY | ECG MACHINE | BIOLOG 3000 I | 2005-F037862 | MICRO MEDICAL | PM | 1 | 88
2486 | IN SERVICE | SOL2472 | ROYAL SOUTH HANTS HOSPITAL | NICHOLSTOWN SURGERY | DIAGNOSTIC SET | 1942-P-1001 CHARGER | 62079 | KEELER | PM | 1 | 5
2487 | IN SERVICE | SOL7286 | BITTERNE HEALTH CENTRE | COMMUNITY NURSING TEAM | PULSE OXIMETER-FINGER | 9006368 | 132228300100 | HENRY SCHEIN | PM | 1 | 15
2488 | IN SERVICE | SOL2488 | ROYAL SOUTH HANTS HOSPITAL | DENTAL-SURGERY 2 | DENTAL X RAY VIEWER | 67-0445 | 7309 | RINN | ASSET ONLY | 5 | NOT TO BE PRICED
2489 | IN SERVICE | SOL7267 | BITTERNE HEALTH CENTRE | COMMUNITY NURSING TEAM | BLOOD PRESSURE MONITOR | MAXI STABIL 3 | 70619125544 | WELCH ALLYN | PM | 1 | 8
2491 | IN SERVICE | SOL5955 | BITTERNE HEALTH CENTRE | COMMUNITY NURSING TEAM | ASPIRATOR | 7305U | PU129955 | DRIVE DEVILBISS | PM | 1 | 25
2492 | IN SERVICE | SOL3538 | BITTERNE HEALTH CENTRE | COMMUNITY NURSING TEAM | SCALES | 761 | 2761200124680 | SECA LTD | PM | 1 | 15
2493 | IN SERVICE | SOL7871 | BITTERNE HEALTH CENTRE | COMMUNITY NURSING TEAM | SCALES | 761 | 2761150119148 | SECA LTD | PM | 1 | 15
2494 | IN SERVICE | SOL3603 | BITTERNE HEALTH CENTRE | COMMUNITY NURSING TEAM | SCALES | 761 | 5761111150962 | SECA LTD | PM | 1 | 15
2496 | IN SERVICE | SOL7289 | BITTERNE HEALTH CENTRE | EAST COMMUNITY INDEPENDENCE TEAM-WESTWOOD HOUSE | PULSE OXIMETER-FINGER | 9006368 | 142319901043 | HENRY SCHEIN | PM | 1 | 15
2497 | IN SERVICE | SOL7291 | BITTERNE HEALTH CENTRE | COMMUNITY NURSING TEAM | PULSE OXIMETER-FINGER | 9006368 | 132228300108 | HENRY SCHEIN | PM | 1 | 15
2498 | IN SERVICE | SOL7346 | BITTERNE HEALTH CENTRE | COMMUNITY NURSING TEAM | PULSE OXIMETER-FINGER | 9006368 | 132228300103 | HENRY SCHEIN | PM | 1 | 15
2499 | IN SERVICE | SOL7326 | BITTERNE HEALTH CENTRE | COMMUNITY NURSING TEAM | BLOOD PRESSURE MONITOR | AC0302 | 120110432 | ACCOSON | PM | 1 | 8
2501 | IN SERVICE | SOL7353 | BITTERNE HEALTH CENTRE | EAST COMMUNITY INDEPENDENCE TEAM-WESTWOOD HOUSE | BLOOD PRESSURE MONITOR | AC0312 | NOT FOUND | ACCOSON | PM | 1 | 8
2503 | IN SERVICE | SOL3610 | BITTERNE HEALTH CENTRE | COMMUNITY NURSING TEAM | NEBULISER | ACTINEB | 66298158 | MEDIX | PM | 1 | 15
2504 | IN SERVICE | SOL3549 | BITTERNE HEALTH CENTRE | COMMUNITY NURSING TEAM | BLOOD PRESSURE MONITOR | DISYTEST | 71213170594 | WELCH ALLYN | PM | 1 | 8
2505 | IN SERVICE | SOL7361 | BITTERNE HEALTH CENTRE | EAST COMMUNITY INDEPENDENCE TEAM-WESTWOOD HOUSE | BLOOD PRESSURE MONITOR | DS54 | 1307-15193511 | WELCH ALLYN | PM | 1 | 8
2506 | IN SERVICE | SOL7300 | BITTERNE HEALTH CENTRE | EAST COMMUNITY INDEPENDENCE TEAM-WESTWOOD HOUSE | BLOOD PRESSURE MONITOR | DURASHOCK | 90908075813 | WELCH ALLYN | PM | 1 | 8
2507 | IN SERVICE | SOL3524 | BITTERNE HEALTH CENTRE | COMMUNITY NURSING TEAM | BLOOD PRESSURE MONITOR | DURASHOCK DS65 | 40217122344 | WELCH ALLYN | PM | 1 | 8
2510 | IN SERVICE | SOL7362 | BITTERNE HEALTH CENTRE | EAST COMMUNITY INDEPENDENCE TEAM-WESTWOOD HOUSE | THERMOMETER | ST613 | NOT FOUND | MSR LTD | PM | 1 | 15
2511 | IN SERVICE | SOL3523 | BITTERNE HEALTH CENTRE | COMMUNITY NURSING TEAM | THERMOMETER | THERMOSCAN 6022 | 31014K47907 | BRAUN | PM | 1 | 15
2512 | IN SERVICE | SOL7331 | BITTERNE HEALTH CENTRE | EAST COMMUNITY INDEPENDENCE TEAM-WESTWOOD HOUSE | BLOOD PRESSURE MONITOR | UA-767 | 5091100063 | A&D INSTRUMENTS | PM | 1 | 8
2513 | IN SERVICE | SOL7349 | BITTERNE HEALTH CENTRE | EAST COMMUNITY INDEPENDENCE TEAM-WESTWOOD HOUSE | BLOOD PRESSURE MONITOR | UA-767 | 5110701265 | A&D INSTRUMENTS | PM | 1 | 8
2516 | IN SERVICE | SOL2419 | ROYAL SOUTH HANTS HOSPITAL | NICHOLSTOWN SURGERY | PLINTH | A6332/2/SHS | IPS-21629 | ARJO HUNTLEIGH | PM | 1 | 35
2517 | IN SERVICE | SOL2415 | ROYAL SOUTH HANTS HOSPITAL | NICHOLSTOWN SURGERY | DIAGNOSTIC SET | SL4 | 62082 | KEELER | PM | 1 | 5
2518 | IN SERVICE | SOL2408 | ROYAL SOUTH HANTS HOSPITAL | NICHOLSTOWN SURGERY | DIAGNOSTIC SET | SL4 | NOT FOUND | KEELER | PM | 1 | 5
2519 | IN SERVICE | SOL2431 | ROYAL SOUTH HANTS HOSPITAL | NICHOLSTOWN SURGERY | DIAGNOSTIC SET | VISTA 20 | 62333 | KEELER | PM | 1 | 5
2521 | IN SERVICE | SOL3573 | ROYAL SOUTH HANTS HOSPITAL | COMMUNITY NURSING TEAM | ASPIRATOR | 7314P | 4PU004958 | DRIVE DEVILBISS | PM | 1 | 25
2523 | IN SERVICE | SOL1671 | ADELAIDE HEALTH CENTRE | CHILDREN COMMUNITY NURSING TEAM-LEVEL 2 | VENTILATOR | NIPPY JUNIOR+ | 2007-7478 | BREAS MEDICAL | PM | 1 | 250
2524 | IN SERVICE | SOL4450 | ROYAL SOUTH HANTS HOSPITAL | BRAMBLES WARD-LOWER BRAMBLES | MATTRESS PUMP | NIMBUS 4 | 1300011459 | ARJO HUNTLEIGH | PM | 1 | 45
2525 | IN SERVICE | SOL5549 | ROYAL SOUTH HANTS HOSPITAL | COMMUNITY INDEPENDENCE SERVICE-LEVEL A | BLOOD PRESSURE MONITOR | UA-767 | 5100907321 | A&D INSTRUMENTS | PM | 1 | 8
2527 | IN SERVICE | SOL5093 | ROYAL SOUTH HANTS HOSPITAL | COMMUNITY INDEPENDENCE SERVICE-LEVEL A | BLOOD PRESSURE MONITOR | AC0302 | 130300708 | ACCOSON | PM | 1 | 8
2528 | IN SERVICE | SOL6122 | ROYAL SOUTH HANTS HOSPITAL | COMMUNITY INDEPENDENCE SERVICE-LEVEL A | BLOOD PRESSURE MONITOR | DURASHOCK DS65 | 80618182404 | WELCH ALLYN | PM | 1 | 8
2529 | IN SERVICE | SOL520 | ADELAIDE HEALTH CENTRE | CHILDREN COMMUNITY NURSING TEAM-LEVEL 2 | PULSE OXIMETER-HANDHELD | N560 | 11109100077 | NELLCOR | PM | 1 | 55
2530 | IN SERVICE | SOL6404 | ADELAIDE HEALTH CENTRE | CHILDREN COMMUNITY NURSING TEAM-LEVEL 2 | ASPIRATOR | 7305U | PU116583 | DRIVE DEVILBISS | PM | 1 | 25
2531 | IN SERVICE | SOL6573 | ADELAIDE HEALTH CENTRE | CHILDREN COMMUNITY NURSING TEAM-LEVEL 2 | VENTILATOR | NIPPY JUNIOR+ | 2008-8723 | BREAS MEDICAL | PM | 1 | 250
2532 | IN SERVICE | SOL5421 | ADELAIDE HEALTH CENTRE | CHILDREN COMMUNITY NURSING TEAM-LEVEL 2 | VENTILATOR | NIPPY JUNIOR+ | 2013-17081 | BREAS MEDICAL | PM | 1 | 250
2534 | IN SERVICE | SOL2280 | SEMBAL HOUSE | RAPID RESPONSE TEAM-OFFICE | ASPIRATOR | LSU | 78501362206 | LAERDAL MEDICAL | PM | 1 | 25
2535 | IN SERVICE | SOL3942 | CEDAR SCHOOL | SCHOOL NURSES-NURSES ROOM | ASPIRATOR | 7305U | PU110193 | DRIVE DEVILBISS | PM | 1 | 25
2537 | IN SERVICE | SOL1657 | ADELAIDE HEALTH CENTRE | CHILDREN COMMUNITY NURSING TEAM-LEVEL 2 | HUMIDIFIER | MR850 | 91117066177 | FISHER & PAYKEL | PM | 1 | 55
2538 | IN SERVICE | SOL5992 | BROADCAST HOUSE | COMMUNITY NURSING TEAM | ASPIRATOR | LSU | 78300850075 | LAERDAL MEDICAL | PM | 1 | 25
2539 | IN SERVICE | SOL2273 | ADELAIDE HEALTH CENTRE | CHILDREN COMMUNITY NURSING TEAM-LEVEL 2 | HUMIDIFIER | MR850 | 40625007635 | FISHER & PAYKEL | PM | 1 | 55
2541 | IN SERVICE | SOL1406 | ADELAIDE HEALTH CENTRE | PODIATRY-PODIATRY CLINIC | PLINTH | 3 SECTION | 60456/1 | PLINTH MEDICAL | PM | 1 | 35
2542 | IN SERVICE | SOL1649 | ADELAIDE HEALTH CENTRE | CHILDREN COMMUNITY NURSING TEAM-LEVEL 2 | ASPIRATOR | 7305U | NOT FOUND | DRIVE DEVILBISS | PM | 1 | 25
2543 | IN SERVICE | SOL8248 | ADELAIDE HEALTH CENTRE | CHILDREN COMMUNITY NURSING TEAM-LEVEL 2 | PULSE OXIMETER-HANDHELD | PM100N | MBH1500822 | COVIDIEN | PM | 1 | 55
2545 | IN SERVICE | SOL1656 | ADELAIDE HEALTH CENTRE | CHILDREN COMMUNITY NURSING TEAM-LEVEL 2 | HUMIDIFIER | MR850 | 61111028650 | FISHER & PAYKEL | PM | 1 | 55
2546 | IN SERVICE | SOL7908 | ADELAIDE HEALTH CENTRE | CHILDREN COMMUNITY NURSING TEAM-LEVEL 2 | PULSE OXIMETER-HANDHELD | N65 | P13813331 | NELLCOR | PM | 1 | 55
2550 | IN SERVICE | SOL2272 | ADELAIDE HEALTH CENTRE | CHILDREN COMMUNITY NURSING TEAM-LEVEL 2 | HUMIDIFIER | MR850 | 60411007485 | FISHER & PAYKEL | PM | 1 | 55
2552 | IN SERVICE | SOL1653 | ADELAIDE HEALTH CENTRE | CHILDREN COMMUNITY NURSING TEAM-LEVEL 2 | HUMIDIFIER | MR850 | 100122073262 | FISHER & PAYKEL | PM | 1 | 55
2553 | IN SERVICE | SOL6408 | ADELAIDE HEALTH CENTRE | CHILDREN COMMUNITY NURSING TEAM-LEVEL 2 | ASPIRATOR | 7305U | PU116587 | DRIVE DEVILBISS | PM | 1 | 25
2555 | IN SERVICE | SOL3514 | BROADCAST HOUSE | COMMUNITY NURSING TEAM | BLOOD PRESSURE MONITOR | 322 | 160400312 | ACCOSON | PM | 1 | 8
2558 | IN SERVICE | SOL3420 | BATTENBURG AVENUE CLINIC | COMMUNITY PAEDIATRIC MEDICAL SERVICES | ENURESIS ALARM | M06 | 277007 | MALEM MEDICAL | PM | 1 | 10
2559 | IN SERVICE | SOL3440 | BATTENBURG AVENUE CLINIC | COMMUNITY PAEDIATRIC MEDICAL SERVICES | ENURESIS ALARM | M06 | 277021 | MALEM MEDICAL | PM | 1 | 10
2560 | IN SERVICE | SOL3411 | BATTENBURG AVENUE CLINIC | COMMUNITY PAEDIATRIC MEDICAL SERVICES | ENURESIS ALARM | M06 | 276935 | MALEM MEDICAL | PM | 1 | 10
2561 | IN SERVICE | SOL1530 | ADELAIDE HEALTH CENTRE | CHILDREN CONTINENCE-LEVEL 2 | ENURESIS ALARM | M06 | 277030 | MALEM MEDICAL | PM | 1 | 10
2563 | IN SERVICE | SOL1540 | ADELAIDE HEALTH CENTRE | CHILDREN CONTINENCE-LEVEL 2 | ENURESIS ALARM | M06 | 277163 | MALEM MEDICAL | PM | 1 | 10
2564 | IN SERVICE | SOL3417 | BATTENBURG AVENUE CLINIC | COMMUNITY PAEDIATRIC MEDICAL SERVICES | ENURESIS ALARM | M06 | 276982 | MALEM MEDICAL | PM | 1 | 10
2565 | IN SERVICE | SOL3998 | ADELAIDE HEALTH CENTRE | CHILDREN CONTINENCE-LEVEL 2 | ENURESIS ALARM | M06 | 277017 | MALEM MEDICAL | PM | 1 | 10
2568 | IN SERVICE | SOL6073 | ADELAIDE HEALTH CENTRE | CHILDREN CONTINENCE-LEVEL 2 | ENURESIS ALARM | M06 | 277024 | MALEM MEDICAL | PM | 1 | 10
2570 | IN SERVICE | SOL5844 | ADELAIDE HEALTH CENTRE | CHILDREN COMMUNITY NURSING TEAM-LEVEL 2 | VENTILATOR | TRILOGY 100 | TV11502261F | PHILIPS HEALTHCARE | PM | 1 | 799
2572 | IN SERVICE | SOL6567 | ADELAIDE HEALTH CENTRE | CHILDREN COMMUNITY NURSING TEAM-LEVEL 2 | PULSE OXIMETER-HANDHELD | N560 | 11114030031 | NELLCOR | PM | 1 | 55
2573 | IN SERVICE | SOL3945 | CEDAR SCHOOL | SCHOOL NURSES-NURSES ROOM | NEBULISER | PARI BOY | 2W09L23263 | PARI MEDICAL LTD | PM | 1 | 15
2574 | IN SERVICE | SOL5413 | ADELAIDE HEALTH CENTRE | CHILDREN COMMUNITY NURSING TEAM-LEVEL 2 | ASPIRATOR | DEVILBISS | PU110237 | SUNRISE MEDICAL | PM | 1 | 25
2579 | IN SERVICE | SOL2618 | ROYAL SOUTH HANTS HOSPITAL | FANSHAWE WARD | MATTRESS PUMP | NIMBUS 4 | 1200002744 | ARJO HUNTLEIGH | PM | 1 | 45
2581 | IN SERVICE | SOL3774 | BROADCAST HOUSE | COMMUNITY NURSING TEAM | INFUSION PUMP-SYRINGE | T34 | 16875 | CME MCKINLEY | PM | 1 | 55
2582 | IN SERVICE | SOL4643 | ROYAL SOUTH HANTS HOSPITAL | FANSHAWE WARD | MATTRESS PUMP | NIMBUS 3 | NOT FOUND | ARJO HUNTLEIGH | PM | 1 | 45
2583 | IN SERVICE | SOL5957 | ROYAL SOUTH HANTS HOSPITAL | COMMUNITY NURSING TEAM | ASPIRATOR | 7305P-U | 4PU004242 | DRIVE DEVILBISS | PM | 1 | 25
2584 | IN SERVICE | SOL4648 | ROYAL SOUTH HANTS HOSPITAL | FANSHAWE WARD | MATTRESS PUMP | NIMBUS 4 | NOT FOUND | ARJO HUNTLEIGH | PM | 1 | 45
2585 | IN SERVICE | SOL1648 | ADELAIDE HEALTH CENTRE | CHILDREN COMMUNITY NURSING TEAM-LEVEL 2 | ASPIRATOR | 7305U | PU110191 | DRIVE DEVILBISS | PM | 1 | 25
2588 | IN SERVICE | SOL3936 | ROSEWOOD FREE SCHOOL | SCHOOL NURSES-NURSES ROOM | PULSE OXIMETER-HANDHELD | N560 | 18105100137 | NELLCOR | PM | 1 | 55
2592 | IN SERVICE | SOL6980 | ADELAIDE HEALTH CENTRE | CHILDREN COMMUNITY NURSING TEAM-LEVEL 2 | PULSE OXIMETER-HANDHELD | N560 | 11109100020 | NELLCOR | PM | 1 | 55
2593 | IN SERVICE | SOL3951 | CEDAR SCHOOL | SCHOOL NURSES-NURSES ROOM | PULSE OXIMETER-HANDHELD | N560 | 11109100055 | NELLCOR | PM | 1 | 55
2595 | IN SERVICE | SOL3841 | BROADCAST HOUSE | COMMUNITY NURSING TEAM | SCALES | 761 | 5761138166347 | SECA LTD | PM | 1 | 15
2596 | IN SERVICE | SOL1582 | BROADCAST HOUSE | COMMUNITY NURSING TEAM | SCALES | 761 | 5761138166343 | SECA LTD | PM | 1 | 15
2597 | IN SERVICE | SOL9102 | SOLENT MEDICAL SERVICES | COMMUNITY WELLBEING TEAM | SCALES | 761 | 5761138166341 | SECA LTD | PM | 1 | 15
2598 | IN SERVICE | SOL3845 | BROADCAST HOUSE | COMMUNITY NURSING TEAM | SCALES | 875 | 5875232116361 | SECA LTD | PM | 1 | 15
2600 | IN SERVICE | SOL5358 | BROADCAST HOUSE | COMMUNITY NURSING TEAM | SCALES | 875 | 5875132165222 | SECA LTD | PM | 1 | 15
2601 | IN SERVICE | SOL4445 | ROYAL SOUTH HANTS HOSPITAL | BRAMBLES WARD-LOWER BRAMBLES | MATTRESS PUMP | NIMBUS 4 | NOT FOUND | ARJO HUNTLEIGH | PM | 1 | 45
2603 | IN SERVICE | SOL2564 | SEMBAL HOUSE | RAPID RESPONSE TEAM-OFFICE | THERMOMETER | THERMOSCAN | 16813K04060 | BRAUN | PM | 1 | 15
2604 | IN SERVICE | SOL2579 | SEMBAL HOUSE | RAPID RESPONSE TEAM-OFFICE | THERMOMETER | ACT8000 | 1215294 | ZEAL | PM | 1 | 15
2605 | IN SERVICE | SOL2281 | SEMBAL HOUSE | RAPID RESPONSE TEAM-OFFICE | ASPIRATOR | LSU | 78060327586 | LAERDAL MEDICAL | PM | 1 | 25
2609 | IN SERVICE | SOL5846 | ADELAIDE HEALTH CENTRE | CHILDREN COMMUNITY NURSING TEAM-LEVEL 2 | VENTILATOR | TRILOGY 100 | TV114081443 | PHILIPS HEALTHCARE | PM | 1 | 799
2610 | IN SERVICE | SOL5843 | ADELAIDE HEALTH CENTRE | CHILDREN COMMUNITY NURSING TEAM-LEVEL 2 | VENTILATOR | TRILOGY 100 | TV115022651 | PHILIPS HEALTHCARE | PM | 1 | 799
2611 | IN SERVICE | SOL7449 | PORTSWOOD SOLENT SURGERY | GP SURGERY-PORTSWOOD SOLENT SURGERY | BLOOD PRESSURE MONITOR | KONSTANTE | 1000127 | BOSCH | PM | 1 | 8
2612 | IN SERVICE | SOL4602 | ROYAL SOUTH HANTS HOSPITAL | FANSHAWE WARD | HOIST-STANDING | SARA PLUS | SPSNO 90IG083 | ARJO HUNTLEIGH | OEM-MEDACO | 1 | 90
2613 | IN SERVICE | SOL2562 | SEMBAL HOUSE | RAPID RESPONSE TEAM-OFFICE | THERMOMETER | THERMOSCAN | 26512K07089 | BRAUN | PM | 1 | 15
2618 | IN SERVICE | SOL5410 | ADELAIDE HEALTH CENTRE | CHILDREN COMMUNITY NURSING TEAM-LEVEL 2 | ASPIRATOR | DEVILBISS | PU110223 | SUNRISE MEDICAL | PM | 1 | 25
2619 | IN SERVICE | SOL5377 | TOTTON HEALTH CENTRE | PODIATRY-ROOM 1 | PLINTH | 503CDT | 503CDT/E/WP/4597/2 | PLINTH MEDICAL | PM | 1 | 35
2620 | IN SERVICE | SOL6411 | ADELAIDE HEALTH CENTRE | CHILDREN COMMUNITY NURSING TEAM-LEVEL 2 | HUMIDIFIER | HC150 | 50815039475 | FISHER & PAYKEL | PM | 1 | 55
2621 | IN SERVICE | SOL1247 | WESTERN COMMUNITY HOSPITAL | SNOWDON WARD-MAIN BLOCK | HOIST-STANDING | SARA PLUS | PO125688 | ARJO HUNTLEIGH | OEM-MEDACO | 1 | 90
2622 | IN SERVICE | SOL1371 | WESTERN COMMUNITY HOSPITAL | SNOWDON WARD-MAIN BLOCK | PLINTH | 091134410/AA9507EB | 17447B0110 | HOMECRAFT | PM | 1 | 35
2623 | IN SERVICE | SOL1370 | WESTERN COMMUNITY HOSPITAL | SNOWDON WARD-MAIN BLOCK | PLINTH | 4632/3/2HS | 647869 | ARJO HUNTLEIGH | PM | 1 | 35
2624 | IN SERVICE | SOL1374 | WESTERN COMMUNITY HOSPITAL | SNOWDON WARD-MAIN BLOCK | PLINTH | A4412/2/SHS | IPS-05478 | ARJO HUNTLEIGH | PM | 1 | 35
2625 | IN SERVICE | SOL6565 | ADELAIDE HEALTH CENTRE | CHILDREN COMMUNITY NURSING TEAM-LEVEL 2 | VENTILATOR | NIPPY JUNIOR+ | 2013-17080 | BREAS MEDICAL | PM | 1 | 250
2626 | IN SERVICE | SOL6009 | ADELAIDE HEALTH CENTRE | CHILDREN CONTINENCE-LEVEL 2 | ENURESIS ALARM | M04 | 293581 | MALEM MEDICAL | PM | 1 | 10
2627 | IN SERVICE | SOL3820 | BROADCAST HOUSE | COMMUNITY NURSING TEAM | SCALES | 760 | 2760-102114768 | SECA LTD | PM | 1 | 15
2628 | IN SERVICE | SOL3816 | BROADCAST HOUSE | COMMUNITY NURSING TEAM | DOPPLER | SD2 | SD2P10100338-03 | HUNTLEIGH HEALTHCARE | PM | 1 | 30
2629 | IN SERVICE | SOL6430 | ADELAIDE HEALTH CENTRE | TISSUE VIABILITY SERVICE-CLINIC ROOM | DOPPLER | SD2 | WACF1-00662 | HUNTLEIGH HEALTHCARE | PM | 1 | 30
2630 | IN SERVICE | SOL6429 | ADELAIDE HEALTH CENTRE | TISSUE VIABILITY SERVICE-CLINIC ROOM | DOPPLER | D900 | 900LX0A08508-06 | HUNTLEIGH HEALTHCARE | PM | 1 | 30
2631 | IN SERVICE | SOL5417 | ADELAIDE HEALTH CENTRE | CHILDREN COMMUNITY NURSING TEAM-LEVEL 2 | PULSE OXIMETER-HANDHELD | PM100N | MBH1500839 | COVIDIEN | PM | 1 | 55
2632 | IN SERVICE | SOL3925 | ADELAIDE HEALTH CENTRE | CHILDREN COMMUNITY NURSING TEAM-LEVEL 2 | PULSE OXIMETER-HANDHELD | RAD 8 | M09453 | MASIMO | PM | 1 | 55
2634 | IN SERVICE | SOL1650 | BATTENBURG AVENUE CLINIC | CHILDREN COMMUNITY NURSING-CHILD NURSING | ASPIRATOR | LSU | 78100957750 | LAERDAL MEDICAL | PM | 1 | 25
2636 | IN SERVICE | SOL2262 | ADELAIDE HEALTH CENTRE | CHILDREN COMMUNITY NURSING TEAM-LEVEL 2 | VENTILATOR | NIPPY JUNIOR+ | 2008-9053 | BREAS MEDICAL | PM | 1 | 250
2637 | IN SERVICE | SOL5848 | ADELAIDE HEALTH CENTRE | CHILDREN COMMUNITY NURSING TEAM-LEVEL 2 | ASPIRATOR | 7305U | PU110202 | DRIVE DEVILBISS | PM | 1 | 25
2638 | IN SERVICE | SOL5317 | ADELAIDE HEALTH CENTRE | CHILDREN COMMUNITY NURSING TEAM-LEVEL 2 | ASPIRATOR | 7305U | PU110211 | DRIVE DEVILBISS | PM | 1 | 25
2640 | IN SERVICE | SOL7630 | NEW MILTON HEALTH CENTRE | PODIATRY-CLINIC 1 | PLINTH | 7522/3/NS868 | 469484 | ARJO HUNTLEIGH | PM | 1 | 35
2641 | IN SERVICE | SOL5683 | CHILD DEVELOPMENT CENTRE | COMMUNITY PAEDIATRIC MEDICAL SERVICES | PLINTH | C3513J | NOT FOUND | ECOPOSTURAL | PM | 1 | 35
2642 | IN SERVICE | SOL3939 | ROSEWOOD FREE SCHOOL | SCHOOL NURSES-NURSES ROOM | NEBULISER | PARI BOY | 2W09L23254 | PARI MEDICAL LTD | PM | 1 | 15
2644 | IN SERVICE | SOL5409 | ADELAIDE HEALTH CENTRE | CHILDREN COMMUNITY NURSING TEAM-LEVEL 2 | ASPIRATOR | DEVILBISS | PU110224 | SUNRISE MEDICAL | PM | 1 | 25
2645 | IN SERVICE | SOL5415 | ADELAIDE HEALTH CENTRE | CHILDREN COMMUNITY NURSING TEAM-LEVEL 2 | ASPIRATOR | DEVILBISS | PU116588 | SUNRISE MEDICAL | PM | 1 | 25
2646 | IN SERVICE | SOL6974 | ADELAIDE HEALTH CENTRE | CHILDREN COMMUNITY NURSING TEAM-LEVEL 2 | ASPIRATOR | 7305U | PU119536 | DRIVE DEVILBISS | PM | 1 | 25
2648 | IN SERVICE | SOL1404 | ROYAL SOUTH HANTS HOSPITAL | DIABETES CENTRE-PODIATRY | DRILL-PODIATRY | BERCHTOLD S30 | 3865 | CANONBURY | PM | 1 | 45
2653 | IN SERVICE | SOL6117 | TWO SAINTS DAY CENTRE | HOMELESS HEALTH TEAM-TWO SAINTS DAY | DRILL-PODIATRY | BERCHTOLD S35 | 8392 | CANONBURY | PM | 1 | 45
2656 | IN SERVICE | SOL1429 | ADELAIDE HEALTH CENTRE | PHYSIOTHERAPY-GROUND FLOOR | PLINTH | 503CDT | 50EC3809859 | PLINTH MEDICAL | PM | 1 | 35
2657 | IN SERVICE | SOL1428 | ADELAIDE HEALTH CENTRE | PHYSIOTHERAPY-GROUND FLOOR | PLINTH | 3 SECTION | IPS-47435 | ARJO HUNTLEIGH | PM | 1 | 35
2658 | IN SERVICE | SOL1426 | ADELAIDE HEALTH CENTRE | PHYSIOTHERAPY-GROUND FLOOR | PLINTH | 3 SECTION | IPS-47618 | ARJO HUNTLEIGH | PM | 1 | 35
2659 | IN SERVICE | SOL1425 | ADELAIDE HEALTH CENTRE | PHYSIOTHERAPY-GROUND FLOOR | PLINTH | 3 SECTION | IPS-47442 | ARJO HUNTLEIGH | PM | 1 | 35
2660 | IN SERVICE | SOL1427 | ADELAIDE HEALTH CENTRE | PHYSIOTHERAPY-GROUND FLOOR | PLINTH | 3 SECTION | IPS-47437 | ARJO HUNTLEIGH | PM | 1 | 35
2661 | IN SERVICE | SOL1432 | ADELAIDE HEALTH CENTRE | PHYSIOTHERAPY-GROUND FLOOR | HOIST-STANDING | SARA PLUS | SPSN0710G784 | ARJO HUNTLEIGH | OEM-MEDACO | 1 | 90
2662 | IN SERVICE | SOL1430 | ADELAIDE HEALTH CENTRE | PHYSIOTHERAPY-GROUND FLOOR | PLINTH | 3 SECTION | 209590215/8 | G SHAW & SONS | PM | 1 | 35
2663 | IN SERVICE | SOL1630 | ADELAIDE HEALTH CENTRE | CHILDREN COMMUNITY NURSING TEAM-LEVEL 2 | VENTILATOR | TRILOGY 100 | TV114081491 | PHILIPS HEALTHCARE | PM | 1 | 799
2666 | IN SERVICE | SOL1467 | ADELAIDE HEALTH CENTRE | GP SURGERY | PULSE OXIMETER-FINGER | 3401 | AD07120056 | SMITHS MEDICAL | PM | 1 | 15
2667 | IN SERVICE | SOL4255 | ADELAIDE HEALTH CENTRE | TISSUE VIABILITY SERVICE-CLINIC ROOM | DOPPLER | SD2 | SD2P10409121-11 | HUNTLEIGH HEALTHCARE | PM | 1 | 30
2668 | IN SERVICE | SOL6424 | ADELAIDE HEALTH CENTRE | TISSUE VIABILITY SERVICE-CLINIC ROOM | DOPPLER | SD2 | SD2P10100357-03 | HUNTLEIGH HEALTHCARE | PM | 1 | 30
2669 | IN SERVICE | SOL4288 | ADELAIDE HEALTH CENTRE | TISSUE VIABILITY SERVICE-CLINIC ROOM | DOPPLER | D900 | 900LX0A35634-09 | HUNTLEIGH HEALTHCARE | PM | 1 | 30
2670 | IN SERVICE | SOL6433 | ADELAIDE HEALTH CENTRE | TISSUE VIABILITY SERVICE-CLINIC ROOM | DOPPLER | SD2 | SD2P10409127-11 | HUNTLEIGH HEALTHCARE | PM | 1 | 30
2672 | IN SERVICE | SOL1500 | ADELAIDE HEALTH CENTRE | GP SURGERY | BLOOD PRESSURE MONITOR | 332 | 90601082 | ACCOSON | PM | 1 | 8
2673 | IN SERVICE | SOL1491 | ADELAIDE HEALTH CENTRE | GP SURGERY | DIAGNOSTIC SET | 1942-P-1001 CHARGER | 92586 | KEELER | PM | 1 | 5
2674 | IN SERVICE | SOL1474 | ADELAIDE HEALTH CENTRE | GP SURGERY | PLINTH | 503CDT | 203EM03160505A | PLINTH MEDICAL | PM | 1 | 35
2675 | IN SERVICE | SOL1492 | ADELAIDE HEALTH CENTRE | GP SURGERY | PLINTH | 3 SECTION | IPS-47614 | ARJO HUNTLEIGH | PM | 1 | 35
2676 | IN SERVICE | SOL4241 | ADELAIDE HEALTH CENTRE | GP SURGERY | NEBULISER | ARIANNE POWER | 80954 | NORDITALIA ELCTROMEDICAL | PM | 1 | 15
2677 | IN SERVICE | SOL6762 | ADELAIDE HEALTH CENTRE | GP SURGERY | NEBULISER | PORTA-NEB | 10A9420065 | PHILIPS HEALTHCARE | PM | 1 | 15
2678 | IN SERVICE | SOL6759 | ADELAIDE HEALTH CENTRE | GP SURGERY | THERMOMETER | THERMOSCAN | 11112307379 | BRAUN | PM | 1 | 15
2679 | IN SERVICE | SOL1394 | ADELAIDE HEALTH CENTRE | PODIATRY-PODIATRY CLINIC | FOOT IMPRINT | MOBILAB | 1552 | SIDAS UK | PM | 1 | 60
2680 | IN SERVICE | SOL1272 | WESTERN COMMUNITY HOSPITAL | SNOWDON WARD-MAIN BLOCK | ARTIFICIAL LARYNX | LIGHTWRITER SL5 | 398089171974522 | TOBY CHURCHILL | PM | 1 | 20
2681 | IN SERVICE | SOL1252 | WESTERN COMMUNITY HOSPITAL | SNOWDON WARD-MAIN BLOCK | ARTIFICIAL LARYNX | LIGHTWRITER SL5 | NOT FOUND | TOBY CHURCHILL | PM | 1 | 20
2682 | IN SERVICE | SOL2279 | SEMBAL HOUSE | RAPID RESPONSE TEAM-OFFICE | AIR COMPRESSOR-LIFTING CUSHION | AIRFLO MK2 | 187349 | MANGAR | PM | 1 | 45
2683 | IN SERVICE | SOL1548 | ADELAIDE HEALTH CENTRE | CARDIAC SERVICES-FIRST FLOOR | ECG MACHINE | CT6I | 22105 | SECA LTD | PM | 1 | 88
2684 | IN SERVICE | SOL3802 | BROADCAST HOUSE | COMMUNITY NURSING TEAM | DOPPLER | D900 | KAME3-06620 | HUNTLEIGH HEALTHCARE | PM | 1 | 30
2686 | IN SERVICE | SOL4047 | BITTERNE HEALTH CENTRE | SITE SERVICES-CONSULTING ROOM | DEFIBRILLATOR-AED | AED PRO | AA16B038598 | ZOLL MEDICAL | ASSET ONLY | 1 | NOT TO BE PRICED
2689 | IN SERVICE | SOL1453 | ADELAIDE HEALTH CENTRE | GP SURGERY | DIAGNOSTIC SET | 1941-P-1368 | 92576 | KEELER | PM | 1 | 5
2690 | IN SERVICE | SOL1468 | ADELAIDE HEALTH CENTRE | GP SURGERY | BLOOD PRESSURE MONITOR | 322 | 84042 | ACCOSON | PM | 1 | 8
2691 | IN SERVICE | SOL1489 | ADELAIDE HEALTH CENTRE | GP SURGERY | BLOOD PRESSURE MONITOR | 322 | 90601114 | ACCOSON | PM | 1 | 8
2692 | IN SERVICE | SOL1476 | ADELAIDE HEALTH CENTRE | GP SURGERY | ECG MACHINE | CAM USB | 101204774 | GE HEALTHCARE | PM | 1 | 88
2693 | IN SERVICE | SOL5693 | ROYAL SOUTH HANTS HOSPITAL | DIABETES CENTRE-COPD | BLOOD PRESSURE MONITOR | M6 AC | 20150506660VG | OMRON HEALTHCARE | PM | 1 | 8
2696 | IN SERVICE | SOL3994 | BITTERNE HEALTH CENTRE | SITE SERVICES-CONSULTING ROOM | ASPIRATOR | 7314P | 4PU002130 | DRIVE DEVILBISS | PM | 1 | 25
2704 | IN SERVICE | SOL2477 | ROYAL SOUTH HANTS HOSPITAL | DENTAL-SURGERY 2 | DENTAL SPITOON | CVS PLUS | NOT FOUND | TRIDAC LTD | OEM-AIH | 1 | 110
2705 | IN SERVICE | SOL2479 | ROYAL SOUTH HANTS HOSPITAL | DENTAL-SURGERY 2 | DENTAL SPITOON | CVS PLUS | NOT FOUND | TRIDAC LTD | OEM-AIH | 1 | 110
2709 | IN SERVICE | SOL1388 | ADELAIDE HEALTH CENTRE | PODIATRY-PODIATRY CLINIC | TOURNIQUET | TOURNIQUET 8000 | 1509-TD01-0269 | VBM | PM | 1 | 125
2710 | IN SERVICE | SOL1387 | ADELAIDE HEALTH CENTRE | PODIATRY-PODIATRY CLINIC | VITAL SIGNS MONITOR | VSM 300 | JA123313 | WELCH ALLYN | PM | 1 | 55
2712 | IN SERVICE | SOL7688 | ADELAIDE HEALTH CENTRE | HEALTH VISITING AND SCHOOL NURSING | SCALE-BABY | 724 | 76451393 | SECA LTD | PM | 1 | 15
2713 | IN SERVICE | SOL7720 | ADELAIDE HEALTH CENTRE | HEALTH VISITING AND SCHOOL NURSING | SCALE-BABY | 724 | 227645/741 | SECA LTD | PM | 1 | 15
2714 | IN SERVICE | SOL4199 | ADELAIDE HEALTH CENTRE | HEALTH VISITING AND SCHOOL NURSING | SCALE-BABY | 724 | NOT FOUND | SECA LTD | PM | 1 | 15
2716 | IN SERVICE | SOL7711 | ADELAIDE HEALTH CENTRE | HEALTH VISITING AND SCHOOL NURSING | SCALE-BABY | 385 | 5385084092650 | SECA LTD | PM | 1 | 15
2718 | IN SERVICE | SOL7686 | ADELAIDE HEALTH CENTRE | HEALTH VISITING AND SCHOOL NURSING | SCALE-BABY | 385 | 5385081125271 | SECA LTD | PM | 1 | 15
2719 | IN SERVICE | SOL5468 | ADELAIDE HEALTH CENTRE | HEALTH VISITING AND SCHOOL NURSING | SCALE-BABY | 385 | 5385-327106508 | SECA LTD | PM | 1 | 15
2720 | IN SERVICE | SOL5458 | ADELAIDE HEALTH CENTRE | HEALTH VISITING AND SCHOOL NURSING | SCALE-BABY | 385 | 5385310105126 | SECA LTD | PM | 1 | 15
2721 | IN SERVICE | SOL1973 | ADELAIDE HEALTH CENTRE | HEALTH VISITING AND SCHOOL NURSING | SCALE-BABY | 385 | 5385025106197 | SECA LTD | PM | 1 | 15
2722 | IN SERVICE | SOL5453 | ADELAIDE HEALTH CENTRE | HEALTH VISITING AND SCHOOL NURSING | SCALE-BABY | 385 | 5385347094716 | SECA LTD | PM | 1 | 15
2723 | IN SERVICE | SOL7721 | ADELAIDE HEALTH CENTRE | HEALTH VISITING AND SCHOOL NURSING | SCALE-BABY | 385 | 5385026106296 | SECA LTD | PM | 1 | 15
2724 | IN SERVICE | SOL1993 | ADELAIDE HEALTH CENTRE | HEALTH VISITING AND SCHOOL NURSING | SCALE-BABY | 385 | 5385127136336 | SECA LTD | PM | 1 | 15
2725 | IN SERVICE | SOL5465 | ADELAIDE HEALTH CENTRE | HEALTH VISITING AND SCHOOL NURSING | SCALE-BABY | 385 | 5385081125327 | SECA LTD | PM | 1 | 15
2726 | IN SERVICE | SOL5469 | ADELAIDE HEALTH CENTRE | HEALTH VISITING AND SCHOOL NURSING | SCALE-BABY | 385 | 5385-081125321 | SECA LTD | PM | 1 | 15
2727 | IN SERVICE | SOL7674 | ADELAIDE HEALTH CENTRE | HEALTH VISITING AND SCHOOL NURSING | SCALE-BABY | 385 | 5385105094051 | SECA LTD | PM | 1 | 15
2729 | IN SERVICE | SOL5460 | ADELAIDE HEALTH CENTRE | HEALTH VISITING AND SCHOOL NURSING | SCALE-BABY | 385 | 5385105094014 | SECA LTD | PM | 1 | 15
2731 | IN SERVICE | SOL1945 | ADELAIDE HEALTH CENTRE | HEALTH VISITING AND SCHOOL NURSING | SCALE-BABY | 385 | 5385-127136359 | SECA LTD | PM | 1 | 15
2732 | IN SERVICE | SOL2308 | ADELAIDE HEALTH CENTRE | HEALTH VISITING AND SCHOOL NURSING | SCALE-BABY | 385 | 5385-310105125 | SECA LTD | PM | 1 | 15
2733 | IN SERVICE | SOL1951 | ADELAIDE HEALTH CENTRE | HEALTH VISITING AND SCHOOL NURSING | SCALES | 835 | 5835-316085368 | SECA LTD | PM | 1 | 15
2735 | IN SERVICE | SOL7732 | ADELAIDE HEALTH CENTRE | HEALTH VISITING AND SCHOOL NURSING | SCALE-BABY | 385 | 5385310105130 | SECA LTD | PM | 1 | 15
2736 | IN SERVICE | SOL1949 | ADELAIDE HEALTH CENTRE | HEALTH VISITING AND SCHOOL NURSING | SCALE-BABY | 385 | 5385-127136338 | SECA LTD | PM | 1 | 15
2737 | IN SERVICE | SOL1989 | ADELAIDE HEALTH CENTRE | HEALTH VISITING AND SCHOOL NURSING | SCALE-BABY | 385 | 5385-351088047 | SECA LTD | PM | 1 | 15
2738 | IN SERVICE | SOL5454 | ADELAIDE HEALTH CENTRE | HEALTH VISITING AND SCHOOL NURSING | SCALE-BABY | 385 | 5385-105094036 | SECA LTD | PM | 1 | 15
2739 | IN SERVICE | SOL5475 | ADELAIDE HEALTH CENTRE | HEALTH VISITING AND SCHOOL NURSING | SCALE-BABY | 385 | 5835-136080788 | SECA LTD | PM | 1 | 15
2740 | IN SERVICE | SOL7681 | ADELAIDE HEALTH CENTRE | HEALTH VISITING AND SCHOOL NURSING | SCALE-BABY | 385 | 5385078092244 | SECA LTD | PM | 1 | 15
2741 | IN SERVICE | SOL7695 | ADELAIDE HEALTH CENTRE | HEALTH VISITING AND SCHOOL NURSING | SCALE-BABY | 385 | 5385105094037 | SECA LTD | PM | 1 | 15
2742 | IN SERVICE | SOL7698 | ADELAIDE HEALTH CENTRE | HEALTH VISITING AND SCHOOL NURSING | SCALE-BABY | 385 | 5385310105119 | SECA LTD | PM | 1 | 15
2743 | IN SERVICE | SOL2312 | ADELAIDE HEALTH CENTRE | HEALTH VISITING AND SCHOOL NURSING | SCALE-BABY | 385 | 5385127126329 | SECA LTD | PM | 1 | 15
2744 | IN SERVICE | SOL5461 | ADELAIDE HEALTH CENTRE | HEALTH VISITING AND SCHOOL NURSING | SCALE-BABY | 385 | 5385327106518 | SECA LTD | PM | 1 | 15
2745 | IN SERVICE | SOL2018 | ADELAIDE HEALTH CENTRE | HEALTH VISITING AND SCHOOL NURSING | SCALE-BABY | 385 | 5385327106512 | SECA LTD | PM | 1 | 15
2746 | IN SERVICE | SOL7697 | ADELAIDE HEALTH CENTRE | HEALTH VISITING AND SCHOOL NURSING | SCALE-BABY | 385 | 5385025106178 | SECA LTD | PM | 1 | 15
2748 | IN SERVICE | SOL2314 | ADELAIDE HEALTH CENTRE | HEALTH VISITING AND SCHOOL NURSING | SCALE-BABY | 385 | 5385105094013 | SECA LTD | PM | 1 | 15
2749 | IN SERVICE | SOL7673 | ADELAIDE HEALTH CENTRE | HEALTH VISITING AND SCHOOL NURSING | SCALE-BABY | 385 | 5385105094045 | SECA LTD | PM | 1 | 15
2750 | IN SERVICE | SOL5455 | ADELAIDE HEALTH CENTRE | HEALTH VISITING AND SCHOOL NURSING | SCALE-BABY | 385 | 5385127136340 | SECA LTD | PM | 1 | 15
2752 | IN SERVICE | SOL1948 | ADELAIDE HEALTH CENTRE | HEALTH VISITING AND SCHOOL NURSING | SCALE-BABY | 385 | 5385111104991 | SECA LTD | PM | 1 | 15
2754 | IN SERVICE | SOL7690 | ADELAIDE HEALTH CENTRE | HEALTH VISITING AND SCHOOL NURSING | SCALE-BABY | 385 | 5385327106517 | SECA LTD | PM | 1 | 15
2756 | IN SERVICE | SOL7682 | ADELAIDE HEALTH CENTRE | HEALTH VISITING AND SCHOOL NURSING | SCALE-BABY | 385 | 5385310105136 | SECA LTD | PM | 1 | 15
2757 | IN SERVICE | SOL7680 | ADELAIDE HEALTH CENTRE | HEALTH VISITING AND SCHOOL NURSING | SCALE-BABY | 385 | 5385081125336 | SECA LTD | PM | 1 | 15
2758 | IN SERVICE | SOL7713 | ADELAIDE HEALTH CENTRE | HEALTH VISITING AND SCHOOL NURSING | SCALE-BABY | 385 | 5385310105124 | SECA LTD | PM | 1 | 15
2759 | IN SERVICE | SOL4205 | ADELAIDE HEALTH CENTRE | HEALTH VISITING AND SCHOOL NURSING | SCALE-BABY | 385 | 5385127136331 | SECA LTD | PM | 1 | 15
2760 | IN SERVICE | SOL5466 | ADELAIDE HEALTH CENTRE | HEALTH VISITING AND SCHOOL NURSING | SCALE-BABY | 385 | 5385347094706 | SECA LTD | PM | 1 | 15
2761 | IN SERVICE | SOL7706 | ADELAIDE HEALTH CENTRE | HEALTH VISITING AND SCHOOL NURSING | SCALE-BABY | 385 | 5385347094686 | SECA LTD | PM | 1 | 15
2762 | IN SERVICE | SOL7678 | ADELAIDE HEALTH CENTRE | HEALTH VISITING AND SCHOOL NURSING | SCALE-BABY | 385 | 5385127136344 | SECA LTD | PM | 1 | 15
2765 | IN SERVICE | SOL1998 | ADELAIDE HEALTH CENTRE | HEALTH VISITING AND SCHOOL NURSING | SCALE-BABY | 385 | 5385-349087953 | SECA LTD | PM | 1 | 15
2766 | IN SERVICE | SOL2313 | ADELAIDE HEALTH CENTRE | HEALTH VISITING AND SCHOOL NURSING | SCALE-BABY | 385 | 5385-310105122 | SECA LTD | PM | 1 | 15
2767 | IN SERVICE | SOL7715 | ADELAIDE HEALTH CENTRE | HEALTH VISITING AND SCHOOL NURSING | SCALE-BABY | 385 | 5385105094056 | SECA LTD | PM | 1 | 15
2768 | IN SERVICE | SOL5303 | ADELAIDE HEALTH CENTRE | HEALTH VISITING AND SCHOOL NURSING | SCALE-BABY | 385 | 5385081125329 | SECA LTD | PM | 1 | 15
2769 | IN SERVICE | SOL7731 | ADELAIDE HEALTH CENTRE | HEALTH VISITING AND SCHOOL NURSING | SCALE-BABY | 385 | 5385081125317 | SECA LTD | PM | 1 | 15
2770 | IN SERVICE | SOL4200 | ADELAIDE HEALTH CENTRE | HEALTH VISITING AND SCHOOL NURSING | SCALE-BABY | 385 | 5385309105094 | SECA LTD | PM | 1 | 15
2771 | IN SERVICE | SOL2305 | ADELAIDE HEALTH CENTRE | HEALTH VISITING AND SCHOOL NURSING | SCALE-BABY | 385 | 5385-083125489 | SECA LTD | PM | 1 | 15
2772 | IN SERVICE | SOL7710 | ADELAIDE HEALTH CENTRE | HEALTH VISITING AND SCHOOL NURSING | SCALE-BABY | 385 | 5385310105133 | SECA LTD | PM | 1 | 15
2773 | IN SERVICE | SOL7708 | ADELAIDE HEALTH CENTRE | HEALTH VISITING AND SCHOOL NURSING | SCALE-BABY | 385 | 5385310095880 | SECA LTD | PM | 1 | 15
2774 | IN SERVICE | SOL7719 | ADELAIDE HEALTH CENTRE | HEALTH VISITING AND SCHOOL NURSING | SCALE-BABY | 385 | 5385105094016 | SECA LTD | PM | 1 | 15
2775 | IN SERVICE | SOL7734 | ADELAIDE HEALTH CENTRE | HEALTH VISITING AND SCHOOL NURSING | SCALE-BABY | 385 | 5385081125270 | SECA LTD | PM | 1 | 15
2776 | IN SERVICE | SOL2311 | ADELAIDE HEALTH CENTRE | HEALTH VISITING AND SCHOOL NURSING | SCALE-BABY | 385 | 5385127136353 | SECA LTD | PM | 1 | 15
2778 | IN SERVICE | SOL5470 | ADELAIDE HEALTH CENTRE | HEALTH VISITING AND SCHOOL NURSING | SCALE-BABY | 385 | 5385-081125248 | SECA LTD | PM | 1 | 15
2779 | IN SERVICE | SOL1941 | ADELAIDE HEALTH CENTRE | HEALTH VISITING AND SCHOOL NURSING | SCALE-BABY | 385 | 5385105094039 | SECA LTD | PM | 1 | 15
2780 | IN SERVICE | SOL5474 | ADELAIDE HEALTH CENTRE | HEALTH VISITING AND SCHOOL NURSING | SCALE-BABY | 385 | 5385-347094708 | SECA LTD | PM | 1 | 15
2782 | IN SERVICE | SOL5464 | ADELAIDE HEALTH CENTRE | HEALTH VISITING AND SCHOOL NURSING | SCALE-BABY | 385 | 5385084092633 | SECA LTD | PM | 1 | 15
2783 | IN SERVICE | SOL5471 | ADELAIDE HEALTH CENTRE | HEALTH VISITING AND SCHOOL NURSING | SCALE-BABY | 385 | 5385-109094424 | SECA LTD | PM | 1 | 15
2784 | IN SERVICE | SOL1942 | ADELAIDE HEALTH CENTRE | HEALTH VISITING AND SCHOOL NURSING | SCALE-BABY | 385 | 5385083125491 | SECA LTD | PM | 1 | 15
2786 | IN SERVICE | SOL1946 | ADELAIDE HEALTH CENTRE | HEALTH VISITING AND SCHOOL NURSING | SCALE-BABY | 724 | NOT FOUND | SECA LTD | PM | 1 | 15
2788 | IN SERVICE | SOL5304 | ADELAIDE HEALTH CENTRE | HEALTH VISITING AND SCHOOL NURSING | SCALE-BABY | 724 | NOT FOUND | SECA LTD | PM | 1 | 15
2789 | IN SERVICE | SOL5307 | ADELAIDE HEALTH CENTRE | HEALTH VISITING AND SCHOOL NURSING | SCALE-BABY | 724 | 227645/942 | SECA LTD | PM | 1 | 15
2791 | IN SERVICE | SOL1747 | ADELAIDE HEALTH CENTRE | HEALTH VISITING AND SCHOOL NURSING | SCALES | 835 | 891109 | SECA LTD | PM | 1 | 15
2793 | IN SERVICE | SOL1995 | ADELAIDE HEALTH CENTRE | HEALTH VISITING AND SCHOOL NURSING | SCALES | 835 | 5835-136080778 | SECA LTD | PM | 1 | 15
2794 | IN SERVICE | SOL7683 | ADELAIDE HEALTH CENTRE | HEALTH VISITING AND SCHOOL NURSING | SCALES | 835 | 5835136080779 | SECA LTD | PM | 1 | 15
2795 | IN SERVICE | SOL7707 | ADELAIDE HEALTH CENTRE | HEALTH VISITING AND SCHOOL NURSING | SCALES | 835 | 5385064075719 | SECA LTD | PM | 1 | 15
2796 | IN SERVICE | SOL7672 | ADELAIDE HEALTH CENTRE | HEALTH VISITING AND SCHOOL NURSING | SCALES | 835 | 5385107126599 | SECA LTD | PM | 1 | 15
2800 | IN SERVICE | SOL2307 | ADELAIDE HEALTH CENTRE | HEALTH VISITING AND SCHOOL NURSING | SCALES | 835 | 800307 | SECA LTD | PM | 1 | 15
2801 | IN SERVICE | SOL7733 | ADELAIDE HEALTH CENTRE | HEALTH VISITING AND SCHOOL NURSING | SCALES | 835 | 5385136080771 | SECA LTD | PM | 1 | 15
2802 | IN SERVICE | SOL2309 | ADELAIDE HEALTH CENTRE | HEALTH VISITING AND SCHOOL NURSING | SCALES | 835 | 571015 | SECA LTD | PM | 1 | 15
2806 | IN SERVICE | SOL2315 | ADELAIDE HEALTH CENTRE | HEALTH VISITING AND SCHOOL NURSING | SCALES | 835 | 5835-058075543 | SECA LTD | PM | 1 | 15
2807 | IN SERVICE | SOL2017 | ADELAIDE HEALTH CENTRE | HEALTH VISITING AND SCHOOL NURSING | SCALES | 835 | 5835-031075094 | SECA LTD | PM | 1 | 15
2809 | IN SERVICE | SOL1991 | ADELAIDE HEALTH CENTRE | HEALTH VISITING AND SCHOOL NURSING | SCALES | 862 | 1862-234061343 | SECA LTD | PM | 1 | 15
2810 | IN SERVICE | SOL1992 | ADELAIDE HEALTH CENTRE | HEALTH VISITING AND SCHOOL NURSING | SCALES | 862 | 1862-194069941 | SECA LTD | PM | 1 | 15
2811 | IN SERVICE | SOL1979 | ADELAIDE HEALTH CENTRE | HEALTH VISITING AND SCHOOL NURSING | SCALES | 877 | 5877-041098936 | SECA LTD | PM | 1 | 15
2812 | IN SERVICE | SOL1974 | ADELAIDE HEALTH CENTRE | HEALTH VISITING AND SCHOOL NURSING | SCALES | 877 | 5877-040107178 | SECA LTD | PM | 1 | 15
2813 | IN SERVICE | SOL1970 | ADELAIDE HEALTH CENTRE | HEALTH VISITING AND SCHOOL NURSING | SCALES | 877 | 5877-043098969 | SECA LTD | PM | 1 | 15
2814 | IN SERVICE | SOL1972 | ADELAIDE HEALTH CENTRE | HEALTH VISITING AND SCHOOL NURSING | SCALES | 877 | 5877-041098925 | SECA LTD | PM | 1 | 15
2816 | IN SERVICE | SOL1988 | ADELAIDE HEALTH CENTRE | HEALTH VISITING AND SCHOOL NURSING | SCALES | 877 | 5877-036098779 | SECA LTD | PM | 1 | 15
2817 | IN SERVICE | SOL1978 | ADELAIDE HEALTH CENTRE | HEALTH VISITING AND SCHOOL NURSING | SCALES | 877 | 5877-041098932 | SECA LTD | PM | 1 | 15
2818 | IN SERVICE | SOL1981 | ADELAIDE HEALTH CENTRE | HEALTH VISITING AND SCHOOL NURSING | SCALES | 877 | 5877-041098921 | SECA LTD | PM | 1 | 15
2819 | IN SERVICE | SOL7689 | ADELAIDE HEALTH CENTRE | HEALTH VISITING AND SCHOOL NURSING | SCALES | 877 | 5877022106818 | SECA LTD | PM | 1 | 15
2820 | IN SERVICE | SOL5301 | ADELAIDE HEALTH CENTRE | HEALTH VISITING AND SCHOOL NURSING | SCALES | 877 | 5877041098933 | SECA LTD | PM | 1 | 15
2821 | IN SERVICE | SOL7677 | ADELAIDE HEALTH CENTRE | HEALTH VISITING AND SCHOOL NURSING | SCALES | 877 | 5877041098924 | SECA LTD | PM | 1 | 15
2823 | IN SERVICE | SOL5477 | ADELAIDE HEALTH CENTRE | HEALTH VISITING AND SCHOOL NURSING | SCALES | 877 | 5877-041098941 | SECA LTD | PM | 1 | 15
2824 | IN SERVICE | SOL5476 | ADELAIDE HEALTH CENTRE | HEALTH VISITING AND SCHOOL NURSING | SCALES | 877 | 5877-041098957 | SECA LTD | PM | 1 | 15
2825 | IN SERVICE | SOL7693 | ADELAIDE HEALTH CENTRE | HEALTH VISITING AND SCHOOL NURSING | SCALES | 877 | 5877041098900 | SECA LTD | PM | 1 | 15
2826 | IN SERVICE | SOL1983 | ADELAIDE HEALTH CENTRE | HEALTH VISITING AND SCHOOL NURSING | SCALES | 877 | 5877-035098756 | SECA LTD | PM | 1 | 15
2827 | IN SERVICE | SOL5473 | ADELAIDE HEALTH CENTRE | HEALTH VISITING AND SCHOOL NURSING | SCALES | 877 | 5877-041098935 | SECA LTD | PM | 1 | 15
2828 | IN SERVICE | SOL1997 | ADELAIDE HEALTH CENTRE | HEALTH VISITING AND SCHOOL NURSING | SCALES | 877 | 5877-041098928 | SECA LTD | PM | 1 | 15
2829 | IN SERVICE | SOL5457 | ADELAIDE HEALTH CENTRE | HEALTH VISITING AND SCHOOL NURSING | SCALES | 877 | 5877041098926 | SECA LTD | PM | 1 | 15
2830 | IN SERVICE | SOL7685 | ADELAIDE HEALTH CENTRE | HEALTH VISITING AND SCHOOL NURSING | SCALES | 877 | 5877041098922 | SECA LTD | PM | 1 | 15
2831 | IN SERVICE | SOL6397 | HYTHE HOSPITAL | COMMUNITY PAEDIATRIC MEDICAL SERVICES-CLINC ROOM | SCALES | 877 | 5877-041098934 | SECA LTD | PM | 1 | 15
2832 | IN SERVICE | SOL7712 | ADELAIDE HEALTH CENTRE | HEALTH VISITING AND SCHOOL NURSING | SCALES | 877 | 5877041098910 | SECA LTD | PM | 1 | 15
2833 | IN SERVICE | SOL1975 | ADELAIDE HEALTH CENTRE | HEALTH VISITING AND SCHOOL NURSING | SCALES | 877 | 5877-041098937 | SECA LTD | PM | 1 | 15
2834 | IN SERVICE | SOL7709 | ADELAIDE HEALTH CENTRE | HEALTH VISITING AND SCHOOL NURSING | SCALES | 877 | 5877041098956 | SECA LTD | PM | 1 | 15
2835 | IN SERVICE | SOL1986 | ADELAIDE HEALTH CENTRE | HEALTH VISITING AND SCHOOL NURSING | SCALES | 877 | 5877-041098955 | SECA LTD | PM | 1 | 15
2837 | IN SERVICE | SOL2294 | SEMBAL HOUSE | RAPID RESPONSE TEAM-OFFICE | PULSE OXIMETER-FINGER | H10 | NOT FOUND | MERLIN MEDICAL | PM | 1 | 15
2838 | IN SERVICE | SOL2563 | SEMBAL HOUSE | RAPID RESPONSE TEAM-OFFICE | BLOOD PRESSURE MONITOR | M6 AC | 20151103471VG | OMRON HEALTHCARE | PM | 1 | 8
2839 | IN SERVICE | SOL2556 | SEMBAL HOUSE | RAPID RESPONSE TEAM-OFFICE | BLOOD PRESSURE MONITOR | M6 AC | 20151021540VG | OMRON HEALTHCARE | PM | 1 | 8
2841 | IN SERVICE | SOL2302 | SEMBAL HOUSE | RAPID RESPONSE TEAM-OFFICE | BLOOD PRESSURE MONITOR | SERIES 28 | 782577 | LYALL WILLIS | PM | 1 | 8
2843 | IN SERVICE | SOL7653 | ADELAIDE HEALTH CENTRE | CHILDREN COMMUNITY NURSING TEAM-LEVEL 2 | PULSE OXIMETER-HANDHELD | NPB295 | G99844506 | NELLCOR | PM | 1 | 55
2845 | IN SERVICE | SOL1678 | BITTERNE HEALTH CENTRE | DENTAL-SURGERY 1 | DENTAL CURING LIGHT | OPTIMA 10 | L15B0154H2 | BA INTERNATIONAL | OEM-AIH | 1 | 15
2846 | IN SERVICE | SOL2962 | NEW MILTON HEALTH CENTRE | DENTAL-SURGERY ROOM | DENTAL CURING LIGHT | OPTIMA 10 | L15B0187H2 | BA INTERNATIONAL | OEM-AIH | 1 | 15
2847 | IN SERVICE | SOL4151 | PICKLES COPPICE | DENTAL-SURGERY 2 | DENTAL CURING LIGHT | OPTIMA 10 | L15B0148H2 | BA INTERNATIONAL | OEM-AIH | 1 | 15
2848 | IN SERVICE | SOL2687 | HYTHE HOSPITAL | DENTAL-SURGERY 1 | DENTAL CURING LIGHT | OPTIMA 10 | L15B0151H2 | BA INTERNATIONAL | OEM-AIH | 1 | 15
2849 | IN SERVICE | SOL4302 | ADELAIDE HEALTH CENTRE | GP SURGERY | PLINTH | A2232/2/SHS | P045258 | ARJO HUNTLEIGH | PM | 1 | 35
2850 | IN SERVICE | SOL4275 | ADELAIDE HEALTH CENTRE | GP SURGERY | PLINTH | A2232/2/SHS | P045268 | ARJO HUNTLEIGH | PM | 1 | 35
2851 | IN SERVICE | SOL4230 | ADELAIDE HEALTH CENTRE | GP SURGERY | EYE CHART | FINESSE | 3670413 | KEELER | PM | 1 | 5
2852 | IN SERVICE | SOL4246 | ADELAIDE HEALTH CENTRE | GP SURGERY | SCALE-WHEELCHAIR | SYSTEM 51 | 2825 | ABBEY SURGICAL | PM | 1 | 15
2854 | IN SERVICE | SOL5751 | ROYAL SOUTH HANTS HOSPITAL | SEXUAL HEALTH | DIAGNOSTIC SET | DOUBLE CHARGER | 82748 | KEELER | PM | 1 | 5
2855 | IN SERVICE | SOL2424 | ROYAL SOUTH HANTS HOSPITAL | NICHOLSTOWN SURGERY | DIAGNOSTIC SET | SL4 | 62204 | KEELER | PM | 1 | 5
2856 | IN SERVICE | SOL2354 | ROYAL SOUTH HANTS HOSPITAL | BRAMBLES WARD-LOWER BRAMBLES | DEFIBRILLATOR-AED | HEARTSTART FR2 | 211890706 | PHILIPS HEALTHCARE | ASSET ONLY | 1 | NOT TO BE PRICED
2859 | IN SERVICE | SOL3606 | BITTERNE HEALTH CENTRE | COMMUNITY NURSING TEAM | BLOOD PRESSURE MONITOR | AC0312 | 60102103194 | ACCOSON | PM | 1 | 8
2860 | IN SERVICE | SOL1668 | ADELAIDE HEALTH CENTRE | CHILDREN COMMUNITY NURSING TEAM-LEVEL 2 | VENTILATOR | NIPPY JUNIOR+ | 2009-9231 | BREAS MEDICAL | PM | 1 | 250
2861 | IN SERVICE | SOL4014 | BITTERNE HEALTH CENTRE | SITE SERVICES-CONSULTING ROOM | PLINTH | ELECTRIC PLINTH | NOT FOUND | ARJO HUNTLEIGH | PM | 1 | 35
2866 | IN SERVICE | SOL1600 | WESTERN COMMUNITY HOSPITAL | WEST COMMUNITY INDEPENDENCE TEAM-WESTERN WING | BLOOD PRESSURE MONITOR | DURASHOCK DS65 | 1411-08192307 | WELCH ALLYN | PM | 1 | 8
2868 | IN SERVICE | SOL5344 | BROADCAST HOUSE | COMMUNITY NURSING TEAM | PULSE OXIMETER-FINGER | W4350 | NOT FOUND | MERLIN MEDICAL | PM | 1 | 15
2871 | IN SERVICE | SOL5341 | BROADCAST HOUSE | COMMUNITY NURSING TEAM | BLOOD PRESSURE MONITOR | DURASHOCK DS65 | 140422165908 | WELCH ALLYN | PM | 1 | 8
2872 | IN SERVICE | SOL7382 | BROADCAST HOUSE | COMMUNITY NURSING TEAM | BLOOD PRESSURE MONITOR | DURASHOCK DS65 | 130422091453 | WELCH ALLYN | PM | 1 | 8
2873 | IN SERVICE | SOL7380 | BROADCAST HOUSE | COMMUNITY NURSING TEAM | THERMOMETER | THERMOSCAN IRT4520 | 24912K06000 | BRAUN | PM | 1 | 15
2874 | IN SERVICE | SOL3801 | BROADCAST HOUSE | COMMUNITY NURSING TEAM | DOPPLER | SD2 | SD2P10408744-10 | HUNTLEIGH HEALTHCARE | PM | 1 | 30
2875 | IN SERVICE | SOL1652 | ADELAIDE HEALTH CENTRE | CHILDREN COMMUNITY NURSING TEAM-LEVEL 2 | HUMIDIFIER | MR850 | 90127043301 | FISHER & PAYKEL | PM | 1 | 55
2877 | IN SERVICE | SOL3798 | BROADCAST HOUSE | COMMUNITY NURSING TEAM | BLOOD PRESSURE MONITOR | M6 AC | 20100302510VF | OMRON HEALTHCARE | PM | 1 | 8
2878 | IN SERVICE | SOL3815 | BROADCAST HOUSE | COMMUNITY NURSING TEAM | BLOOD PRESSURE MONITOR | DURASHOCK DS65 | 51108133822 | WELCH ALLYN | PM | 1 | 8
2879 | IN SERVICE | SOL7398 | BROADCAST HOUSE | COMMUNITY NURSING TEAM | PULSE OXIMETER-HANDHELD | N20 | G00853734 | NELLCOR | PM | 1 | 55
2880 | IN SERVICE | SOL3804 | BROADCAST HOUSE | COMMUNITY NURSING TEAM | BLOOD PRESSURE MONITOR | DURASHOCK DS65 | 80722065243 | WELCH ALLYN | PM | 1 | 8
2881 | IN SERVICE | SOL3836 | BROADCAST HOUSE | COMMUNITY NURSING TEAM | BLOOD PRESSURE MONITOR | DURASHOCK | 90907131654 | WELCH ALLYN | PM | 1 | 8
2883 | IN SERVICE | SOL3833 | BROADCAST HOUSE | COMMUNITY NURSING TEAM | DOPPLER | D900 | 900LX0A24687-08 | HUNTLEIGH HEALTHCARE | PM | 1 | 30
2884 | IN SERVICE | SOL5242 | BROADCAST HOUSE | COMMUNITY NURSING TEAM | ASPIRATOR | 7305U | PU129226 | DRIVE DEVILBISS | PM | 1 | 25
2886 | IN SERVICE | SOL4303 | ADELAIDE HEALTH CENTRE | GP SURGERY | BLOOD PRESSURE MONITOR | M7 | 20100200603LF | OMRON HEALTHCARE | PM | 1 | 8
2887 | IN SERVICE | SOL4277 | ADELAIDE HEALTH CENTRE | GP SURGERY | DIAGNOSTIC SET | SL4 | 92596 | KEELER | PM | 1 | 5
2888 | IN SERVICE | SOL4296 | ADELAIDE HEALTH CENTRE | GP SURGERY | DIAGNOSTIC SET | SL4 | 85498 | KEELER | PM | 1 | 5
2891 | IN SERVICE | SOL5333 | WESTERN COMMUNITY HOSPITAL | KITE UNIT | MEDICAL FRIDGE | LR207C | 50602122444441700 | LEC MEDICAL | PM | 1 | 15
2892 | IN SERVICE | SOL5342 | BROADCAST HOUSE | COMMUNITY NURSING TEAM | THERMOMETER | THERMOSCAN | 11101957904 | BRAUN | PM | 1 | 15
2895 | IN SERVICE | SOL5337 | BROADCAST HOUSE | COMMUNITY NURSING TEAM | THERMOMETER | THERMOSCAN | 31211K02558 | BRAUN | PM | 1 | 15
2897 | IN SERVICE | SOL4299 | ADELAIDE HEALTH CENTRE | GP SURGERY | BLOOD PRESSURE MONITOR | UA-767 | 5070600302 | A&D INSTRUMENTS | PM | 1 | 8
2898 | IN SERVICE | SOL1256 | WESTERN COMMUNITY HOSPITAL | SNOWDON WARD-MAIN BLOCK | ELECTRONIC COMMUNICATION AID | ECHO RA | 1184 | HEARING PRODUCTS | PM | 1 | 146
2899 | IN SERVICE | SOL1778 | BATTENBURG AVENUE CLINIC | COMMUNITY PAEDIATRIC MEDICAL SERVICES | ENURESIS ALARM | M04 | NOT FOUND | MALEM MEDICAL | PM | 1 | 10
2900 | IN SERVICE | SOL3409 | BATTENBURG AVENUE CLINIC | COMMUNITY PAEDIATRIC MEDICAL SERVICES | ENURESIS ALARM | M04 | NOT FOUND | MALEM MEDICAL | PM | 1 | 10
2901 | IN SERVICE | SOL1792 | ADELAIDE HEALTH CENTRE | CHILDREN CONTINENCE-LEVEL 2 | ENURESIS ALARM | M04 | NOT FOUND | MALEM MEDICAL | PM | 1 | 10
2902 | IN SERVICE | SOL1781 | ADELAIDE HEALTH CENTRE | CHILDREN CONTINENCE-LEVEL 2 | ENURESIS ALARM | M04 | NOT FOUND | MALEM MEDICAL | PM | 1 | 10
2903 | IN SERVICE | SOL1794 | ADELAIDE HEALTH CENTRE | CHILDREN CONTINENCE-LEVEL 2 | ENURESIS ALARM | M04 | NOT FOUND | MALEM MEDICAL | PM | 1 | 10
2904 | IN SERVICE | SOL7171 | ADELAIDE HEALTH CENTRE | CHILDREN CONTINENCE-LEVEL 2 | ENURESIS ALARM | M04 | 292013 | MALEM MEDICAL | PM | 1 | 10
2906 | IN SERVICE | SOL6005 | ADELAIDE HEALTH CENTRE | CHILDREN CONTINENCE-LEVEL 2 | ENURESIS ALARM | M04 | NOT FOUND | MALEM MEDICAL | PM | 1 | 10
2907 | IN SERVICE | SOL3408 | BATTENBURG AVENUE CLINIC | COMMUNITY PAEDIATRIC MEDICAL SERVICES | ENURESIS ALARM | M04 | NOT FOUND | MALEM MEDICAL | PM | 1 | 10
2908 | IN SERVICE | SOL3439 | BATTENBURG AVENUE CLINIC | COMMUNITY PAEDIATRIC MEDICAL SERVICES | ENURESIS ALARM | M04 | NOT FOUND | MALEM MEDICAL | PM | 1 | 10
2910 | IN SERVICE | SOL6006 | ADELAIDE HEALTH CENTRE | CHILDREN CONTINENCE-LEVEL 2 | ENURESIS ALARM | M04 | NOT FOUND | MALEM MEDICAL | PM | 1 | 10
2913 | IN SERVICE | SOL6016 | ADELAIDE HEALTH CENTRE | CHILDREN CONTINENCE-LEVEL 2 | ENURESIS ALARM | M04 | 291814 | MALEM MEDICAL | PM | 1 | 10
2914 | IN SERVICE | SOL1529 | ADELAIDE HEALTH CENTRE | CHILDREN CONTINENCE-LEVEL 2 | ENURESIS ALARM | M04 | NOT FOUND | MALEM MEDICAL | PM | 1 | 10
2921 | IN SERVICE | SOL1531 | ADELAIDE HEALTH CENTRE | CHILDREN CONTINENCE-LEVEL 2 | ENURESIS ALARM | M04 | 292783 | MALEM MEDICAL | PM | 1 | 10
2922 | IN SERVICE | SOL4305 | ADELAIDE HEALTH CENTRE | GP SURGERY | PULSE OXIMETER-FINGER | 300C-2008 | NOT FOUND | OCTIVE TECHNOLOGIES | PM | 1 | 15
2923 | IN SERVICE | SOL1458 | ADELAIDE HEALTH CENTRE | GP SURGERY | THERMOMETER | THERMOSCAN 6020 | 35014K01166 | BRAUN | PM | 1 | 15
2925 | IN SERVICE | SOL4232 | ADELAIDE HEALTH CENTRE | GP SURGERY | SCALES | 835 | 5445 | SECA LTD | PM | 1 | 15
2926 | IN SERVICE | SOL4231 | ADELAIDE HEALTH CENTRE | GP SURGERY | SCALES | 384 | 5384-292126207 | SECA LTD | PM | 1 | 15
2927 | IN SERVICE | SOL4228 | ADELAIDE HEALTH CENTRE | GP SURGERY | DIAGNOSTIC SET | 1941-P-1368 | 85499 | KEELER | PM | 1 | 5
2932 | IN SERVICE | SOL4254 | ADELAIDE HEALTH CENTRE | TISSUE VIABILITY SERVICE-CLINIC ROOM | SCALES | 761 | 2761-1208094399 | SECA LTD | PM | 1 | 15
2933 | IN SERVICE | SOL4229 | ADELAIDE HEALTH CENTRE | GP SURGERY | BLOOD PRESSURE MONITOR | 322 | 90601051 | ACCOSON | PM | 1 | 8
2934 | IN SERVICE | SOL1659 | CEDAR SCHOOL | SCHOOL NURSES-NURSES ROOM | ASPIRATOR | 7305U | PU110206 | DRIVE DEVILBISS | PM | 1 | 25
2956 | IN SERVICE | SOL6020 | ADELAIDE HEALTH CENTRE | CHILDREN CONTINENCE-LEVEL 2 | ENURESIS ALARM | M03 | NOT FOUND | MALEM MEDICAL | PM | 1 | 10
2957 | IN SERVICE | SOL1809 | ADELAIDE HEALTH CENTRE | CHILDREN CONTINENCE-LEVEL 2 | ENURESIS ALARM | M03 | NOT FOUND | MALEM MEDICAL | PM | 1 | 10
2962 | IN SERVICE | SOL5318 | ADELAIDE HEALTH CENTRE | CHILDREN COMMUNITY NURSING TEAM-LEVEL 2 | ASPIRATOR | 7305U | PU110203 | DRIVE DEVILBISS | PM | 1 | 25
2963 | IN SERVICE | SOL7655 | ADELAIDE HEALTH CENTRE | CHILDREN COMMUNITY NURSING TEAM-LEVEL 2 | ASPIRATOR | 7305U | PU110192 | DRIVE DEVILBISS | PM | 1 | 25
2966 | IN SERVICE | SOL6410 | ADELAIDE HEALTH CENTRE | CHILDREN COMMUNITY NURSING TEAM-LEVEL 2 | PULSE OXIMETER-HANDHELD | N560 | 11107100131 | NELLCOR | PM | 1 | 55
2967 | IN SERVICE | SOL6570 | ADELAIDE HEALTH CENTRE | CHILDREN COMMUNITY NURSING TEAM-LEVEL 2 | NEBULISER | PORTA-NEB | 09A1990429 | PHILIPS HEALTHCARE | PM | 1 | 15
2973 | IN SERVICE | SOL6428 | ADELAIDE HEALTH CENTRE | TISSUE VIABILITY SERVICE-CLINIC ROOM | DOPPLER | SD2 | SD2P10409123-11 | HUNTLEIGH HEALTHCARE | PM | 1 | 30
2974 | IN SERVICE | SOL7727 | BETTER CARE CENTRE | CHILD AND ADOLESCENT MHS-LEVEL 1 | BLOOD PRESSURE MONITOR | SERIES 28 | 782806 | LYALL WILLIS | PM | 1 | 8
2975 | IN SERVICE | SOL3848 | BETTER CARE CENTRE | CHILD AND ADOLESCENT MHS-LEVEL 1 | BLOOD PRESSURE MONITOR | SERIES 28 | 783033 | LYALL WILLIS | PM | 1 | 8
2977 | IN SERVICE | SOL7725 | BETTER CARE CENTRE | CHILD AND ADOLESCENT MHS-LEVEL 1 | BLOOD PRESSURE MONITOR | M5-1 | 4403424L | OMRON HEALTHCARE | PM | 1 | 8
2978 | IN SERVICE | SOL3846 | BETTER CARE CENTRE | CHILD AND ADOLESCENT MHS-LEVEL 1 | BLOOD PRESSURE MONITOR | M6 AC | 20100601038VF | OMRON HEALTHCARE | PM | 1 | 8
2979 | IN SERVICE | SOL3847 | BETTER CARE CENTRE | CHILD AND ADOLESCENT MHS-LEVEL 1 | BLOOD PRESSURE MONITOR | M6 AC | 20120203893VG | OMRON HEALTHCARE | PM | 1 | 8
2981 | IN SERVICE | SOL7728 | BETTER CARE CENTRE | CHILD AND ADOLESCENT MHS-LEVEL 1 | BLOOD PRESSURE MONITOR | R1 SHOCKPROOF | 60573125 | RIESTER RUDOLF | PM | 1 | 8
2983 | IN SERVICE | SOL6978 | ADELAIDE HEALTH CENTRE | CHILDREN COMMUNITY NURSING TEAM-LEVEL 2 | PULSE OXIMETER-HANDHELD | PM100N | MBH1503233 | COVIDIEN | PM | 1 | 55
2984 | IN SERVICE | SOL5105 | ROYAL SOUTH HANTS HOSPITAL | COMMUNITY INDEPENDENCE SERVICE-LEVEL A | ECG MACHINE | HEARTVIEW 12L | 21000696 | AEROTEL MEDICAL SYSTEMS | PM | 1 | 88
2987 | IN SERVICE | SOL5274 | ROYAL SOUTH HANTS HOSPITAL | COMMUNITY NURSING TEAM | ECG MACHINE | HEARTVIEW 12L | 21000679 | AEROTEL MEDICAL SYSTEMS | PM | 1 | 88
2989 | IN SERVICE | SOL5357 | BROADCAST HOUSE | COMMUNITY NURSING TEAM | ECG MACHINE | HEARTVIEW 12L | 21000693 | AEROTEL MEDICAL SYSTEMS | PM | 1 | 88
2990 | IN SERVICE | SOL7324 | BITTERNE HEALTH CENTRE | COMMUNITY NURSING TEAM | ECG MACHINE | HEARTVIEW 12L | 21000697 | AEROTEL MEDICAL SYSTEMS | PM | 1 | 88
2992 | IN SERVICE | SOL7323 | BITTERNE HEALTH CENTRE | COMMUNITY NURSING TEAM | ECG MACHINE | HEARTVIEW 12L | 21000698 | AEROTEL MEDICAL SYSTEMS | PM | 1 | 88
2994 | IN SERVICE | SOL1318 | WESTERN COMMUNITY HOSPITAL | SNOWDON WARD-MAIN BLOCK | ECG MACHINE | PAGEWRITER TC50 | CNN1508758 | PHILIPS HEALTHCARE | PM | 1 | 88
2995 | IN SERVICE | SOL2352 | ROYAL SOUTH HANTS HOSPITAL | BRAMBLES WARD-LOWER BRAMBLES | MATTRESS PUMP | NIMBUS 3 | 1300011460 | ARJO HUNTLEIGH | PM | 1 | 45
2996 | IN SERVICE | SOL5347 | BROADCAST HOUSE | COMMUNITY NURSING TEAM | PULSE OXIMETER-FINGER | MD300CF3 | NOT FOUND | BEIJING CHOICE ELECTRONICS | PM | 1 | 15
3002 | IN SERVICE | SOL1564 | BROADCAST HOUSE | COMMUNITY NURSING TEAM | PULSE OXIMETER-FINGER | N9590 | 501695778 | NONIN | PM | 1 | 15
3008 | IN SERVICE | SOL1565 | BROADCAST HOUSE | COMMUNITY NURSING TEAM | SPHYGMOMANOMETER | SHOCK RESISTANT | 1411-09021947 | WELCH ALLYN | PM | 1 | 8
3009 | IN SERVICE | SOL6979 | ADELAIDE HEALTH CENTRE | CHILDREN COMMUNITY NURSING TEAM-LEVEL 2 | PULSE OXIMETER-HANDHELD | N560 | NOT FOUND | NELLCOR | PM | 1 | 55
3011 | IN SERVICE | SOL2368 | ROYAL SOUTH HANTS HOSPITAL | DIABETES CENTRE-PODIATRY | PLINTH | 503CDT | 50CDTEC1211004A | PLINTH MEDICAL | PM | 1 | 35
3018 | IN SERVICE | SOL4218 | ALDERMOOR HEALTH CENTRE | PODIATRY-ROOM 52 | PLINTH | STREAMLINE 225 | 469479 | ARJO HUNTLEIGH | PM | 1 | 35
3019 | IN SERVICE | SOL1685 | BITTERNE HEALTH CENTRE | DENTAL-SURGERY 1 | DENTAL DRILL | TCM ENDO | MD1361 | NOUVAG | OEM-AIH | 1 | 45
3021 | IN SERVICE | SOL2496 | ROYAL SOUTH HANTS HOSPITAL | DENTAL-SURGERY 1 | DENTAL CART | VOYAGER II-DENTAL CART | AU05L0049 | BELMONT | OEM-AIH | 1 | 110
3022 | IN SERVICE | SOL4523 | ROYAL SOUTH HANTS HOSPITAL | DENTAL-FANSHAWE WING | DENTAL X RAY DIGITAL READER | CS7600 | NOT FOUND | CARESTREAM HEALTHCARE | OEM-AIH | 1 | 495
3023 | IN SERVICE | SOL1719 | BITTERNE HEALTH CENTRE | DENTAL-STORE ROOM | DENTAL X RAY DIGITAL READER | CS7600 | DECA026 | CARESTREAM HEALTHCARE | OEM-AIH | 1 | 495
3025 | IN SERVICE | SOL2481 | ROYAL SOUTH HANTS HOSPITAL | DENTAL-SURGERY 2 | DENTAL WHEELCHAIR PLATFORM | BARIATRIC TREATMENT CHAIR | TOO100244 | DESIGN SPECIFIC | OEM-AIH | 1 | 2000
3026 | IN SERVICE | SOL2478 | ROYAL SOUTH HANTS HOSPITAL | DENTAL-SURGERY 2 | DENTAL WHEELCHAIR PLATFORM | DIACO SWL 500KG | 1013 | DIACO | OEM-AIH | 1 | 2000
3027 | IN SERVICE | SOL2483 | ROYAL SOUTH HANTS HOSPITAL | DENTAL-SURGERY 2 | DENTAL CURING LIGHT | LED | C13A0267B | DENTSPLY | OEM-AIH | 1 | 15
3028 | IN SERVICE | SOL2954 | NEW MILTON HEALTH CENTRE | DENTAL-SURGERY ROOM | DENTAL X RAY INTRA ORAL | ORALIX 65 | 1050906 | KAVO DENTAL | ASSET ONLY | 1 | NOT TO BE PRICED
3029 | IN SERVICE | SOL2482 | ROYAL SOUTH HANTS HOSPITAL | DENTAL-SURGERY 2 | DENTAL AMALGAMATOR | SILAMAT S5 | 5539 | IVOCLAR VIVADENT | OEM-AIH | 1 | 25
3030 | IN SERVICE | SOL2513 | ROYAL SOUTH HANTS HOSPITAL | DENTAL-X-RAY ROOM | DENTAL X RAY INTRA ORAL | SL-4/PT-11 | K612781 DM | SOREDEX | ASSET ONLY | 1 | NOT TO BE PRICED
3031 | IN SERVICE | SOL2966 | HYTHE HOSPITAL | DENTAL ROOM | DENTAL CURING LIGHT | 501 | 4513183 | OPTILUX | OEM-AIH | 1 | 15
3032 | IN SERVICE | SOL4504 | ROYAL SOUTH HANTS HOSPITAL | DENTAL-FANSHAWE WING | DENTAL X RAY | X-MIND DC | NOT FOUND | ACTEON | ASSET ONLY | 1 | NOT TO BE PRICED
3033 | IN SERVICE | SOL2500 | ROYAL SOUTH HANTS HOSPITAL | DENTAL-SURGERY 1 | DENTAL X RAY | X-MIND DC | D04697 | ACTEON | ASSET ONLY | 1 | NOT TO BE PRICED
3034 | IN SERVICE | SOL2487 | ROYAL SOUTH HANTS HOSPITAL | DENTAL-SURGERY 2 | DENTAL X RAY | X-MIND DC | D04695 | ACTEON | ASSET ONLY | 1 | NOT TO BE PRICED
3037 | IN SERVICE | SOL5346 | BROADCAST HOUSE | COMMUNITY NURSING TEAM | PULSE OXIMETER-FINGER | ONYX | 500178611 | NONIN | PM | 1 | 15
3038 | IN SERVICE | SOL5363 | BROADCAST HOUSE | COMMUNITY NURSING TEAM | PULSE OXIMETER-FINGER | ONYX | 500991054 | NONIN | PM | 1 | 15
3039 | IN SERVICE | SOL1585 | BROADCAST HOUSE | COMMUNITY NURSING TEAM | PULSE OXIMETER-FINGER | N9590 | 501711260 | NONIN | PM | 1 | 15
3042 | IN SERVICE | SOL1575 | BROADCAST HOUSE | COMMUNITY NURSING TEAM | PULSE OXIMETER-FINGER | N9590 | 501351276 | NONIN | PM | 1 | 15
3044 | IN SERVICE | SOL1558 | BROADCAST HOUSE | COMMUNITY NURSING TEAM | BLOOD PRESSURE MONITOR | DURASHOCK DS65 | 1305-02201902 | WELCH ALLYN | PM | 1 | 8
3052 | IN SERVICE | SOL1606 | WESTERN COMMUNITY HOSPITAL | WEST COMMUNITY INDEPENDENCE TEAM-WESTERN WING | BLOOD PRESSURE MONITOR | UA-787 PLUS | 5130400250 | A&D INSTRUMENTS | PM | 1 | 8
3053 | IN SERVICE | SOL3952 | CEDAR SCHOOL | SCHOOL NURSES-NURSES ROOM | PULSE OXIMETER-HANDHELD | NPB40 | G01803075 | COVIDIEN | PM | 1 | 55
3055 | IN SERVICE | SOL2979 | NEW MILTON HEALTH CENTRE | PODIATRY-CLINIC 2 | PLINTH | 7522/3/NS867 | 469475 | ARJO HUNTLEIGH | PM | 1 | 35
3056 | IN SERVICE | SOL4652 | ROYAL SOUTH HANTS HOSPITAL | FANSHAWE WARD | HOIST-CEILING | GEMINI | A11/08/17FFBF/HD | LIFTECH | OEM-MEDACO | 1 | 142
3058 | IN SERVICE | SOL2490 | ROYAL SOUTH HANTS HOSPITAL | DENTAL-SURGERY 2 | LIGHT-SURGICAL | ALU 29 | NOT FOUND | ASEPTICO | OEM-AIH | 1 | 120
3059 | IN SERVICE | SOL4162 | PICKLES COPPICE | DENTAL-SURGERY 1 | DENTAL AMALGAMATOR | TAC 400 | 160087 | ATS DENTAL | OEM-AIH | 1 | 25
3060 | IN SERVICE | SOL4513 | QUEEN ALEXANDRA HOSPITAL | DENTAL-POSWILLO DENTAL CENTRE | DENTAL DRILL | ELCOMED | NOT FOUND | W&H | OEM-AIH | 1 | 45
3061 | IN SERVICE | SOL2502 | ROYAL SOUTH HANTS HOSPITAL | DENTAL-SURGERY 1 | DENTAL AMALGAMATOR | TAC 400 | FP16733 | ATS DENTAL | OEM-AIH | 1 | 25
3066 | IN SERVICE | SOL3779 | BROADCAST HOUSE | COMMUNITY NURSING TEAM | SCALES | 761 | 5761-070157532 | SECA LTD | PM | 1 | 15
3067 | IN SERVICE | SOL1609 | WESTERN COMMUNITY HOSPITAL | WEST COMMUNITY INDEPENDENCE TEAM-WESTERN WING | SCALES | 761 | 5761-146154273 | SECA LTD | PM | 1 | 15
3070 | IN SERVICE | SOL5340 | BROADCAST HOUSE | COMMUNITY NURSING TEAM | SCALES | 761 | 5761321148830 | SECA LTD | PM | 1 | 15
3072 | IN SERVICE | SOL1556 | BROADCAST HOUSE | COMMUNITY NURSING TEAM | SCALES | 761 | 5761-146154264 | SECA LTD | PM | 1 | 15
3073 | IN SERVICE | SOL5352 | BROADCAST HOUSE | COMMUNITY NURSING TEAM | SCALES | 761 | 2761176093290 | SECA LTD | PM | 1 | 15
3077 | IN SERVICE | SOL1562 | BROADCAST HOUSE | COMMUNITY NURSING TEAM | SCALES | 761 | 5761-321148808 | SECA LTD | PM | 1 | 15
3078 | IN SERVICE | SOL5338 | BROADCAST HOUSE | COMMUNITY NURSING TEAM | SCALES | 875 | 5875111118073 | SECA LTD | PM | 1 | 15
3079 | IN SERVICE | SOL3780 | BROADCAST HOUSE | COMMUNITY NURSING TEAM | SCALES | 875 | 5875-302138791 | SECA LTD | PM | 1 | 15
3080 | IN SERVICE | SOL1578 | BROADCAST HOUSE | COMMUNITY NURSING TEAM | SCALES | 877 | 5877-163128687 | SECA LTD | PM | 1 | 15
3082 | IN SERVICE | SOL3913 | THORNHILL CENTRE FOR HEALTHY LIVING | SITE SERVICES-CONSULTING ROOM | LIGHT-EXAMINATION | LIIII | NOT FOUND | LUXO LTD | PM | 1 | 10
3084 | IN SERVICE | SOL3419 | BATTENBURG AVENUE CLINIC | COMMUNITY PAEDIATRIC MEDICAL SERVICES | ENURESIS ALARM | M03 | NOT FOUND | MALEM MEDICAL | PM | 1 | 10
3086 | IN SERVICE | SOL2506 | ROYAL SOUTH HANTS HOSPITAL | DENTAL-STORE ROOM | DENTAL CART | 2562 | C586543 | A-DEC DENTAL | ASSET ONLY | 1 | NOT TO BE PRICED
3087 | IN SERVICE | SOL2480 | ROYAL SOUTH HANTS HOSPITAL | DENTAL-SURGERY 2 | DENTAL LIGHT | 10-500 | AV08B0484 | BELMONT | ASSET ONLY | 5 | NOT TO BE PRICED
3088 | IN SERVICE | SOL4506 | ROYAL SOUTH HANTS HOSPITAL | DENTAL-FANSHAWE WING | DENTAL LIGHT | VOYAGER II-DENTAL LIGHT | NOT FOUND | BELMONT | OEM-AIH | 1 | 8
3089 | IN SERVICE | SOL2497 | ROYAL SOUTH HANTS HOSPITAL | DENTAL-SURGERY 1 | DENTAL LIGHT | I05000 | CG06G0182 | BELMONT | OEM-AIH | 1 | 8
3090 | IN SERVICE | SOL2495 | ROYAL SOUTH HANTS HOSPITAL | DENTAL-SURGERY 1 | DENTAL CHAIR | VOYAGER II-DENTAL CHAIR | AQ-A693000 | BELMONT | OEM-AIH | 1 | 200
3092 | IN SERVICE | SOL2511 | ROYAL SOUTH HANTS HOSPITAL | DENTAL-STORE ROOM | HOIST | BEL250 UK PLUS | 8007006378 | INVACARE | OEM-MEDACO | 1 | 90
3093 | IN SERVICE | SOL2484 | ROYAL SOUTH HANTS HOSPITAL | DENTAL-SURGERY 2 | DENTAL CHAIR | CLEO-DENTAL CHAIR | AC06C0151 | BELMONT | OEM-AIH | 1 | 200
3094 | IN SERVICE | SOL4522 | ROYAL SOUTH HANTS HOSPITAL | DENTAL-FANSHAWE WING | DENTAL X RAY DIGITAL READER | CR7400 | NOT FOUND | CARESTREAM HEALTHCARE | OEM-AIH | 1 | 495
3096 | IN SERVICE | SOL2499 | ROYAL SOUTH HANTS HOSPITAL | DENTAL-SURGERY 1 | DENTAL CURING LIGHT | LED | NOT FOUND | DENTSPLY | OEM-AIH | 1 | 15
3097 | IN SERVICE | SOL2509 | ROYAL SOUTH HANTS HOSPITAL | DENTAL-STORE ROOM | DENTAL SCAVENGING UNIT | MINISCAV | 235849056603774 | RA MEDICAL | ASSET ONLY | 1 | NOT TO BE PRICED
3098 | IN SERVICE | SOL4512 | ROYAL SOUTH HANTS HOSPITAL | DENTAL-FANSHAWE WING | LIGHT-EXAMINATION | OPTICA 388W | NOT FOUND | BRANDON MEDICAL | OEM-AIH | 1 | 8
3099 | IN SERVICE | SOL4502 | ROYAL SOUTH HANTS HOSPITAL | DENTAL-FANSHAWE WING | DENTAL AMALGAMATOR | SILAMAT S5 | NOT FOUND | IVOCLAR VIVADENT | OEM-AIH | 1 | 25
3101 | IN SERVICE | SOL4505 | ROYAL SOUTH HANTS HOSPITAL | DENTAL-FANSHAWE WING | DENTAL CHAIR | VOYAGER II-DENTAL CHAIR | NOT FOUND | BELMONT | ASSET ONLY | 1 | NOT TO BE PRICED
3102 | IN SERVICE | SOL5420 | ADELAIDE HEALTH CENTRE | CHILDREN COMMUNITY NURSING TEAM-LEVEL 2 | VENTILATOR | NIPPY JUNIOR+ | 2015-22652 | BREAS MEDICAL | PM | 1 | 250
3103 | IN SERVICE | SOL2507 | ROYAL SOUTH HANTS HOSPITAL | DENTAL-STORE ROOM | DENTAL SEDATION SYSTEM | MATRIX MDM | 0802DMM6169 | PORTER | OEM-AIH | 1 | 5
3104 | IN SERVICE | SOL2850 | ROYAL SOUTH HANTS HOSPITAL | DENTAL-DIRTY UTILITY ROOM | DENTAL ULTRASONIC CLEANER | HYGEA 1250 VP | H35980 | ULTRAWAVE | ASSET ONLY | 1 | NOT TO BE PRICED
3105 | IN SERVICE | SOL1696 | BITTERNE HEALTH CENTRE | DENTAL-SURGERY 1 | DENTAL SEDATION SYSTEM | MATRIX MDM | 33034 | PORTER | OEM-AIH | 1 | 5
3107 | IN SERVICE | SOL2950 | NEW MILTON HEALTH CENTRE | DENTAL-SURGERY ROOM | DENTAL ULTRASONIC SCALER | CAVITRON SELECT SPS | 119U-08844 | DENTSPLY | OEM-AIH | 1 | 25
3108 | IN SERVICE | SOL2953 | NEW MILTON HEALTH CENTRE | DENTAL-SURGERY ROOM | DENTAL DRILL | ENDOMATE | D03638 | NSK | OEM-AIH | 1 | 45
3109 | IN SERVICE | SOL2955 | NEW MILTON HEALTH CENTRE | DENTAL-SURGERY ROOM | DENTAL CART | 2503 | C239655 | A-DEC DENTAL | ASSET ONLY | 1 | NOT TO BE PRICED
3110 | IN SERVICE | SOL2957 | NEW MILTON HEALTH CENTRE | DENTAL-SURGERY ROOM | DENTAL LIGHT | HALO | CGB090106 | BELMONT | ASSET ONLY | 5 | NOT TO BE PRICED
3111 | IN SERVICE | SOL2961 | BITTERNE HEALTH CENTRE | DENTAL-SURGERY ROOM | DENTAL AMALGAMATOR | SILAMAT S5 | 401704 | IVOCLAR VIVADENT | OEM-AIH | 1 | 25
3112 | IN SERVICE | SOL2956 | NEW MILTON HEALTH CENTRE | DENTAL-SURGERY ROOM | DENTAL CHAIR | VOYAGER II-DENTAL CHAIR | D0B050283 | BELMONT | ASSET ONLY | 1 | NOT TO BE PRICED
3113 | IN SERVICE | SOL5484 | MOORGREEN HOSPITAL | PHYSIOTHERAPY-STONEHAM CENTRE | ULTRASOUND MACHINE THERAPY | MEDILINK 70A | 84130 | EMS PHYSIO | PM | 1 | 130
3118 | IN SERVICE | SOL3867 | BITTERNE HEALTH CENTRE | COMMUNITY NURSING TEAM | BLOOD PRESSURE MONITOR | DURASHOCK DS65 | 100322204122 | WELCH ALLYN | PM | 1 | 8
3119 | IN SERVICE | SOL3879 | BITTERNE HEALTH CENTRE | COMMUNITY NURSING TEAM | BLOOD PRESSURE MONITOR | DURASHOCK DS65 | 60119112772 | WELCH ALLYN | PM | 1 | 8
3121 | IN SERVICE | SOL3865 | BITTERNE HEALTH CENTRE | COMMUNITY NURSING TEAM | DOPPLER | D900 | KACF3-08044 | HUNTLEIGH HEALTHCARE | PM | 1 | 30
3126 | IN SERVICE | SOL3884 | BITTERNE HEALTH CENTRE | COMMUNITY NURSING TEAM | SCALES | 761 | 5761317155845 | SECA LTD | PM | 1 | 15
3131 | IN SERVICE | SOL7470 | BITTERNE HEALTH CENTRE | COMMUNITY NURSING TEAM | THERMOMETER | THERMOSCAN | 11121094358 | BRAUN | PM | 1 | 15
3134 | IN SERVICE | SOL7325 | BITTERNE HEALTH CENTRE | COMMUNITY NURSING TEAM | BLOOD PRESSURE MONITOR | AC0302 | 120110439 | ACCOSON | PM | 1 | 8
3135 | IN SERVICE | SOL3868 | BITTERNE HEALTH CENTRE | COMMUNITY NURSING TEAM | INFUSION PUMP-SYRINGE | T34 | 17677 | CME MCKINLEY | PM | 1 | 55
3136 | IN SERVICE | SOL3601 | BITTERNE HEALTH CENTRE | COMMUNITY NURSING TEAM | THERMOMETER | THERMOSCAN 6020 | 30014K48202 | BRAUN | PM | 1 | 15
3138 | IN SERVICE | SOL3909 | BITTERNE HEALTH CENTRE | COMMUNITY NURSING TEAM | BLOOD PRESSURE MONITOR | DURASHOCK DS65 | 12320165253 | WELCH ALLYN | PM | 1 | 8
3141 | IN SERVICE | SOL3861 | BITTERNE HEALTH CENTRE | COMMUNITY NURSING TEAM | INFUSION PUMP-SYRINGE | T34 | S55256 | CME MCKINLEY | PM | 1 | 55
3144 | IN SERVICE | SOL7471 | BITTERNE HEALTH CENTRE | COMMUNITY NURSING TEAM | PULSE OXIMETER-FINGER | ONYX II | 09AG178777 | NONIN | PM | 1 | 15
3145 | IN SERVICE | SOL8165 | BITTERNE HEALTH CENTRE | COMMUNITY NURSING TEAM | THERMOMETER | THERMOSCAN IRT 6020 | 26214K46893 | BRAUN | PM | 1 | 15
3147 | IN SERVICE | SOL1686 | BITTERNE HEALTH CENTRE | DENTAL-SURGERY 1 | DENTAL HOT AIR BLOWER | SAFE AIR | 10477 | CARBOLITE | OEM-AIH | 1 | 20
3148 | IN SERVICE | SOL5325 | TOTTON HEALTH CENTRE | PODIATRY-ROOM 2 | PLINTH | ELECTRIC PLINTH | 469474 | ARJO HUNTLEIGH | PM | 1 | 35
3149 | IN SERVICE | SOL2680 | HYTHE HOSPITAL | DENTAL-SURGERY 1 | DENTAL CURING LIGHT | CU100R | BB2001/2010 | PERFECTION PLUS | OEM-AIH | 1 | 15
3150 | IN SERVICE | SOL2299 | SEMBAL HOUSE | RAPID RESPONSE TEAM-OFFICE | PULSE OXIMETER-FINGER | 300CSE | NOT FOUND | OCTIVE TECHNOLOGIES | PM | 1 | 15
3157 | IN SERVICE | SOL2298 | SEMBAL HOUSE | RAPID RESPONSE TEAM-OFFICE | BLOOD PRESSURE MONITOR | DS54 | 1311-19162014 | WELCH ALLYN | PM | 1 | 8
3161 | IN SERVICE | SOL1619 | ADELAIDE HEALTH CENTRE | CHILDREN COMMUNITY NURSING TEAM-LEVEL 2 | INFUSION PUMP-AMBULATORY | CADD-LEGACY PLUS | 370121 | SMITHS MEDICAL | PM | 1 | 55
3163 | IN SERVICE | SOL2530 | ROYAL SOUTH HANTS HOSPITAL | COMMUNITY NURSING TEAM | EAR IRRIGATOR | PROPULSE NG | 19-26502/2010 | MIRAGE HEALTH | PM | 1 | 30
3164 | IN SERVICE | SOL6473 | BROADCAST HOUSE | COMMUNITY NURSING TEAM | DOPPLER | D900 | KACF3-08041 | HUNTLEIGH HEALTHCARE | PM | 1 | 30
3165 | IN SERVICE | SOL6459 | ROYAL SOUTH HANTS HOSPITAL | COMMUNITY NURSING TEAM | DOPPLER | D900 | 900LX0161401-13 | HUNTLEIGH HEALTHCARE | PM | 1 | 30
3166 | IN SERVICE | SOL4581 | ROYAL SOUTH HANTS HOSPITAL | COMMUNITY NURSING TEAM | DOPPLER | SD2 | SD2P10207394-09 | HUNTLEIGH HEALTHCARE | PM | 1 | 30
3171 | IN SERVICE | SOL6455 | ROYAL SOUTH HANTS HOSPITAL | COMMUNITY NURSING TEAM | BLOOD PRESSURE MONITOR | 322 | 130400402 | ACCOSON | PM | 1 | 8
3172 | IN SERVICE | SOL6475 | ROYAL SOUTH HANTS HOSPITAL | COMMUNITY NURSING TEAM | BLOOD PRESSURE MONITOR | 322 | 140600329 | ACCOSON | PM | 1 | 8
3173 | IN SERVICE | SOL6489 | ROYAL SOUTH HANTS HOSPITAL | COMMUNITY NURSING TEAM | PULSE OXIMETER-FINGER | MD300C2 | 142504703342 | BEIJING CHOICE ELECTRONICS | PM | 1 | 15
3177 | IN SERVICE | SOL5560 | ROYAL SOUTH HANTS HOSPITAL | COMMUNITY INDEPENDENCE SERVICE-LEVEL A | BLOOD PRESSURE MONITOR | AC0312 | 130300466 | ACCOSON | PM | 1 | 8
3182 | IN SERVICE | SOL4360 | ROYAL SOUTH HANTS HOSPITAL | BRAMBLES WARD-LOWER BRAMBLES | HOIST | VIKING XL | NOT FOUND | LIKO | OEM-MEDACO | 1 | 90
3183 | IN SERVICE | SOL2012 | RINGWOOD MEDICAL CENTRE | PODIATRY-CLINIC 1 | DRILL-PODIATRY | BERCHTOLD S35 | 8556 | CANONBURY | PM | 1 | 45
3186 | IN SERVICE | SOL1695 | BITTERNE HEALTH CENTRE | DENTAL-SURGERY 1 | DENTAL CHAIR | PRO II | 3010451 | BELMONT | ASSET ONLY | 1 | NOT TO BE PRICED
3187 | IN SERVICE | SOL1688 | BITTERNE HEALTH CENTRE | DENTAL-SURGERY 1 | DENTAL ULTRASONIC SCALER | CAVITRON GEN | 123-21044 | DENTSPLY | OEM-AIH | 1 | 25
3188 | IN SERVICE | SOL1689 | BITTERNE HEALTH CENTRE | DENTAL-SURGERY 1 | DENTAL ULTRASONIC SCALER | CAVITRON SELECT SPS | 121-13515 | DENTSPLY | OEM-AIH | 1 | 25
3190 | IN SERVICE | SOL1675 | BITTERNE HEALTH CENTRE | DENTAL-SURGERY 1 | DENTAL AMALGAMATOR | SILAMAT S5 | 7380 | IVOCLAR VIVADENT | OEM-AIH | 1 | 25
3191 | IN SERVICE | SOL7901 | CEDAR SCHOOL | SCHOOL NURSES-NURSES ROOM | ASPIRATOR | LSU | 78461474319 | LAERDAL MEDICAL | PM | 1 | 25
3192 | IN SERVICE | SOL3499 | BROADCAST HOUSE | COMMUNITY NURSING TEAM | EAR IRRIGATOR | PROPULSE III | 4-03653/2006 | MIRAGE HEALTH | PM | 1 | 30
3193 | IN SERVICE | SOL4399 | ROYAL SOUTH HANTS HOSPITAL | NICHOLSTOWN SURGERY | PULSE OXIMETER-HANDHELD | TUFFSTAT | NOT FOUND | GE HEALTHCARE | PM | 1 | 55
3194 | IN SERVICE | SOL7582 | SEMBAL HOUSE | RAPID RESPONSE TEAM-OFFICE | PULSE OXIMETER-FINGER | MD300CF3 | 124837900996 | BEIJING CHOICE ELECTRONICS | PM | 1 | 15
3198 | IN SERVICE | SOL2589 | SEMBAL HOUSE | RAPID RESPONSE TEAM-OFFICE | BLOOD PRESSURE MONITOR | DS54 | 1508-12002627 | WELCH ALLYN | PM | 1 | 8
3200 | IN SERVICE | SOL3875 | BITTERNE HEALTH CENTRE | COMMUNITY NURSING TEAM | BLOOD PRESSURE MONITOR | DS54 | 130430073301 | WELCH ALLYN | PM | 1 | 8
3202 | IN SERVICE | SOL7583 | SEMBAL HOUSE | RAPID RESPONSE TEAM-OFFICE | BLOOD PRESSURE MONITOR | DS54 | 131119130043 | WELCH ALLYN | PM | 1 | 8
3203 | IN SERVICE | SOL2569 | SEMBAL HOUSE | RAPID RESPONSE TEAM-OFFICE | BLOOD PRESSURE MONITOR | DS54 | 1311-19123924 | WELCH ALLYN | PM | 1 | 8
3205 | IN SERVICE | SOL3876 | BITTERNE HEALTH CENTRE | COMMUNITY NURSING TEAM | THERMOMETER | THERMOSCAN | 11213K03623 | BRAUN | PM | 1 | 15
3206 | IN SERVICE | SOL7575 | SEMBAL HOUSE | RAPID RESPONSE TEAM-OFFICE | PULSE OXIMETER-FINGER | W4350 | NOT FOUND | MERLIN MEDICAL | PM | 1 | 15
3207 | IN SERVICE | SOL7601 | SEMBAL HOUSE | RAPID RESPONSE TEAM-OFFICE | PULSE OXIMETER-FINGER | W4350 | NOT FOUND | MERLIN MEDICAL | PM | 1 | 15
3208 | IN SERVICE | SOL7579 | SEMBAL HOUSE | RAPID RESPONSE TEAM-OFFICE | PULSE OXIMETER-FINGER | W4350 | NOT FOUND | MERLIN MEDICAL | PM | 1 | 15
3210 | IN SERVICE | SOL2968 | QUEEN ALEXANDRA HOSPITAL | DENTAL-POSWILLO DENTAL CENTRE | LIGHT SOURCE | XL3000 | 410342 | 3M HEALTH CARE LTD | OEM-AIH | 1 | 15
3211 | IN SERVICE | SOL2709 | HYTHE HOSPITAL | DENTAL-SURGERY 2 | DENTAL LIGHT | 10-500 | AV08G0451 | BELMONT | OEM-AIH | 1 | 8
3212 | IN SERVICE | SOL2688 | HYTHE HOSPITAL | DENTAL-SURGERY 1 | DENTAL LIGHT | 10-500 | AV08G0444 | BELMONT | OEM-AIH | 1 | 8
3218 | IN SERVICE | SOL2685 | HYTHE HOSPITAL | DENTAL-SURGERY 1 | DENTAL SPITOON | VOYAGER II-SPITOON | NOT FOUND | BELMONT | OEM-AIH | 1 | 110
3219 | IN SERVICE | SOL7018 | HYTHE HOSPITAL | DENTAL-SURGERY 1 | DENTAL LIGHT | N30 | 11464 9022 | DERUNGS LICHT AG | OEM-AIH | 1 | 8
3220 | IN SERVICE | SOL7597 | SEMBAL HOUSE | RAPID RESPONSE TEAM-OFFICE | BLOOD PRESSURE MONITOR | MAXI STABIL 3 | 131119132531 | WELCH ALLYN | PM | 1 | 8
3221 | IN SERVICE | SOL2559 | SEMBAL HOUSE | RAPID RESPONSE TEAM-OFFICE | BLOOD PRESSURE MONITOR | NOVA S | 3342950 | BOSO | PM | 1 | 8
3222 | IN SERVICE | SOL1328 | WESTERN COMMUNITY HOSPITAL | SNOWDON WARD-MAIN BLOCK | MATTRESS PUMP | TRANSAIR | W07-07-19 | KAROMED | PM | 1 | 45
3223 | IN SERVICE | SOL4401 | ROYAL SOUTH HANTS HOSPITAL | BRAMBLES WARD-STORE ROOM | INFUSION PUMP-VOLUMETRIC | COLLEAGUE CXE | 22030529DL | BAXTER HEALTHCARE | ASSET ONLY | 1 | NOT TO BE PRICED
3224 | IN SERVICE | SOL4402 | ROYAL SOUTH HANTS HOSPITAL | BRAMBLES WARD-STORE ROOM | INFUSION PUMP-VOLUMETRIC | COLLEAGUE CXE | 22030532DL | BAXTER HEALTHCARE | ASSET ONLY | 1 | NOT TO BE PRICED
3225 | IN SERVICE | SOL1347 | WESTERN COMMUNITY HOSPITAL | SNOWDON WARD-MAIN BLOCK | MATTRESS PUMP | TRANSAIR | W07-07-18 | KAROMED | PM | 1 | 45
3226 | IN SERVICE | SOL1749 | BITTERNE HEALTH CENTRE | PODIATRY-PODIATRY CLINIC | DRILL-PODIATRY | AS2000 | 161 | HADEWE | PM | 1 | 45
3227 | IN SERVICE | SOL1677 | BITTERNE HEALTH CENTRE | DENTAL-SURGERY 1 | DENTAL DRILL | ELCOMED | 2229 | W&H | OEM-AIH | 1 | 45
3228 | IN SERVICE | SOL1242 | WESTERN COMMUNITY HOSPITAL | SNOWDON WARD-MAIN BLOCK | STANDING AID | CLASSIC STANDING FRAME | Q110100104 | QUEST | PM | 1 | 70
3231 | IN SERVICE | SOL4577 | ROYAL SOUTH HANTS HOSPITAL | FANSHAWE WARD | INFUSION PUMP-VOLUMETRIC | COLLEAGUE CXE | 21030504DL | BAXTER HEALTHCARE | ASSET ONLY | 1 | NOT TO BE PRICED
3232 | IN SERVICE | SOL4173 | PICKLES COPPICE | DENTAL-DIRTY UTILITY ROOM | DENTAL RO SYSTEM | BIOPURE 7/15 | MB15A271629BP | ELGA LABWATER | ASSET ONLY | 1 | NOT TO BE PRICED
3233 | IN SERVICE | SOL4191 | PICKLES COPPICE | DENTAL-STORE ROOM | DENTAL CURING LIGHT | SMARTLITE PS | 1543 | DENTSPLY | OEM-AIH | 1 | 15
3234 | IN SERVICE | SOL4576 | ROYAL SOUTH HANTS HOSPITAL | FANSHAWE WARD | INFUSION PUMP-VOLUMETRIC | COLLEAGUE CXE | 21030213DL | BAXTER HEALTHCARE | ASSET ONLY | 1 | NOT TO BE PRICED
3236 | IN SERVICE | SOL8182 | ROYAL SOUTH HANTS HOSPITAL | FANSHAWE WARD | INFUSION PUMP-SYRINGE | T34 | 19719 | CME MCKINLEY | PM | 1 | 55
3240 | IN SERVICE | SOL2690 | HYTHE HOSPITAL | DENTAL-DIRTY UTILITY ROOM | AUTOCLAVE | OPTIDENT | HP001085 | STERILOX TECHNOLOGIES | ASSET ONLY | 1 | NOT TO BE PRICED
3242 | IN SERVICE | SOL1700 | BITTERNE HEALTH CENTRE | DENTAL-CLEAN UTILITY ROOM | AUTOCLAVE | OPTIDENT | HP001081 | STERILOX TECHNOLOGIES | ASSET ONLY | 1 | NOT TO BE PRICED
3245 | IN SERVICE | SOL2504 | ROYAL SOUTH HANTS HOSPITAL | DENTAL-STORE ROOM | AUTOCLAVE | DAC UNIVERSAL | BH11048 | NITRAM | ASSET ONLY | 1 | NOT TO BE PRICED
3246 | IN SERVICE | SOL2505 | ROYAL SOUTH HANTS HOSPITAL | DENTAL-STORE ROOM | AUTOCLAVE | DAC UNIVERSAL | BH11037 | NITRAM | ASSET ONLY | 1 | NOT TO BE PRICED
3248 | IN SERVICE | SOL2694 | HYTHE HOSPITAL | DENTAL-DIRTY UTILITY ROOM | DENTAL WASHER DISINFECTOR | DS50 | 1016013 | STEELCO | ASSET ONLY | 1 | NOT TO BE PRICED
3249 | IN SERVICE | SOL1703 | BITTERNE HEALTH CENTRE | DENTAL-CLEAN UTILITY ROOM | DENTAL WASHER DISINFECTOR | DS50 | 9916003 | STEELCO | ASSET ONLY | 1 | NOT TO BE PRICED
3250 | IN SERVICE | SOL4510 | ROYAL SOUTH HANTS HOSPITAL | DENTAL-FANSHAWE WING | DENTAL WASHER DISINFECTOR | DS600 | NOT FOUND | STEELCO | ASSET ONLY | 1 | NOT TO BE PRICED
3259 | IN SERVICE | SOL1702 | BITTERNE HEALTH CENTRE | DENTAL-CLEAN UTILITY ROOM | AUTOCLAVE | LITTLE SISTER 3 | LCB-5K-4761 | ESCHMANN | ASSET ONLY | 1 | NOT TO BE PRICED
3261 | IN SERVICE | SOL7445 | PORTSWOOD SOLENT SURGERY | GP SURGERY-PORTSWOOD SOLENT SURGERY | DOPPLER | SD2 | SD2P10100048-02 | HUNTLEIGH HEALTHCARE | PM | 1 | 30
3263 | IN SERVICE | SOL4518 | ROYAL SOUTH HANTS HOSPITAL | DENTAL-FANSHAWE WING | DENTAL APEX LOCATOR | 7005 | NOT FOUND | ANALYTIC TECHNOLOGY | ASSET ONLY | 5 | NOT TO BE PRICED
3264 | IN SERVICE | SOL2706 | HYTHE HOSPITAL | DENTAL-DENTAL CLINIC | DENTAL X RAY DIGITAL READER | CR7400 | 0605090-040 | CARESTREAM HEALTHCARE | OEM-AIH | 1 | 495
3265 | IN SERVICE | SOL2707 | HYTHE HOSPITAL | DENTAL-DENTAL CLINIC | DENTAL X RAY DIGITAL READER | CS7600 | DDCA088 | CARESTREAM HEALTHCARE | OEM-AIH | 1 | 495
3266 | IN SERVICE | SOL4514 | ROYAL SOUTH HANTS HOSPITAL | DENTAL-FANSHAWE WING | DENTAL RO SYSTEM | BIOPURE 60/120 | NOT FOUND | ELGA LABWATER | ASSET ONLY | 1 | NOT TO BE PRICED
3267 | IN SERVICE | SOL2699 | HYTHE HOSPITAL | DENTAL-DIRTY UTILITY ROOM | DENTAL ULTRASONIC BATH | ULTRASONIC | 5111008 | OLYMPUS KEYMED | ASSET ONLY | 5 | NOT TO BE PRICED
3268 | IN SERVICE | SOL2700 | HYTHE HOSPITAL | DENTAL-DIRTY UTILITY ROOM | DENTAL ULTRASONIC BATH | STARLIGHT PRO | 3011026510 | MEDISAFE | ASSET ONLY | 5 | NOT TO BE PRICED
3269 | IN SERVICE | SOL8181 | ROYAL SOUTH HANTS HOSPITAL | FANSHAWE WARD | INFUSION PUMP-SYRINGE | T34 | 19736 | CME MCKINLEY | PM | 1 | 55
3271 | IN SERVICE | SOL4447 | ROYAL SOUTH HANTS HOSPITAL | BRAMBLES WARD-LOWER BRAMBLES | MATTRESS PUMP | NIMBUS 3 | NOT FOUND | ARJO HUNTLEIGH | PM | 1 | 45
3273 | IN SERVICE | SOL4612 | ROYAL SOUTH HANTS HOSPITAL | FANSHAWE WARD | HOIST | M150 | 1311LD591 | FREEWAY | OEM-MEDACO | 1 | 90
3275 | IN SERVICE | SOL6098 | ROYAL SOUTH HANTS HOSPITAL | BRAMBLES WARD-LOWER BRAMBLES | SUCTION REGULATOR | INTERNATIONAL HIGH+ | GFHK51784 | OHIO MEDICAL PRODUCTS | PM | 1 | 12
3277 | IN SERVICE | SOL4472 | ROYAL SOUTH HANTS HOSPITAL | BRAMBLES WARD-LOWER BRAMBLES | FLOWMETER-O2-SINGLE | TWIN | NOT FOUND | DATEX OHMEDA | PM | 1 | 5
3278 | IN SERVICE | SOL7889 | ROYAL SOUTH HANTS HOSPITAL | BRAMBLES WARD-LOWER BRAMBLES | NEBULISER | AC2000 HI FLO | 67235009 | HS CLEMENT CLARKE | PM | 1 | 15
3279 | IN SERVICE | SOL6086 | ROYAL SOUTH HANTS HOSPITAL | BRAMBLES WARD-LOWER BRAMBLES | NEBULISER | AC2000 HI FLO | NOT FOUND | HS CLEMENT CLARKE | PM | 1 | 15
3280 | IN SERVICE | SOL4406 | ROYAL SOUTH HANTS HOSPITAL | BRAMBLES WARD-LOWER BRAMBLES | NEBULISER | AC2000 HI FLO | NOT FOUND | HS CLEMENT CLARKE | PM | 1 | 15
3281 | IN SERVICE | SOL4555 | ROYAL SOUTH HANTS HOSPITAL | FANSHAWE WARD | NEBULISER | AC2000 | NOT FOUND | MEDISAVE | PM | 1 | 15
3282 | IN SERVICE | SOL4558 | ROYAL SOUTH HANTS HOSPITAL | FANSHAWE WARD | NEBULISER | AC2000 | NOT FOUND | MEDISAVE | PM | 1 | 15
3283 | IN SERVICE | SOL4556 | ROYAL SOUTH HANTS HOSPITAL | FANSHAWE WARD | NEBULISER | AC2000 | NOT FOUND | MEDISAVE | PM | 1 | 15
3286 | IN SERVICE | SOL4571 | ROYAL SOUTH HANTS HOSPITAL | FANSHAWE WARD | ASPIRATOR | VP25 | NOT FOUND | ESCHMANN | PM | 1 | 25
3287 | IN SERVICE | SOL4607 | ROYAL SOUTH HANTS HOSPITAL | FANSHAWE WARD | ASPIRATOR | VP35 | NOT FOUND | ESCHMANN | PM | 1 | 25
3289 | IN SERVICE | SOL8208 | ROYAL SOUTH HANTS HOSPITAL | BRAMBLES WARD-LOWER BRAMBLES | FLOWMETER-O2-SINGLE | TWIN | B05699 | OHIO MEDICAL PRODUCTS | PM | 1 | 5
3290 | IN SERVICE | SOL4487 | ROYAL SOUTH HANTS HOSPITAL | BRAMBLES WARD-LOWER BRAMBLES | NEBULISER | PORTA-NEB | 10A0210725 | PHILIPS HEALTHCARE | PM | 1 | 15
3291 | IN SERVICE | SOL6085 | ROYAL SOUTH HANTS HOSPITAL | BRAMBLES WARD-LOWER BRAMBLES | ASPIRATOR | VP35 | V3AC-4C-1707 | ESCHMANN | PM | 1 | 25
3295 | IN SERVICE | SOL4572 | ROYAL SOUTH HANTS HOSPITAL | FANSHAWE WARD | ASPIRATOR | VP25 | NOT FOUND | ESCHMANN | PM | 1 | 25
3296 | IN SERVICE | SOL4554 | ROYAL SOUTH HANTS HOSPITAL | BRAMBLES WARD-LOWER BRAMBLES | NEBULISER | PORTA-NEB | NOT FOUND | PHILIPS HEALTHCARE | PM | 1 | 15
3297 | IN SERVICE | SOL4400 | ROYAL SOUTH HANTS HOSPITAL | BRAMBLES WARD-LOWER BRAMBLES | ASPIRATOR | VP25 | NOT FOUND | ESCHMANN | PM | 1 | 25
3302 | IN SERVICE | SOL7887 | ROYAL SOUTH HANTS HOSPITAL | BRAMBLES WARD-LOWER BRAMBLES | NEBULISER | PORTA-NEB | 07AD060768 | PHILIPS HEALTHCARE | PM | 1 | 15
3306 | IN SERVICE | SOL5109 | SATELLITE CLINIC | HOMELESS HEALTH TEAM-PATRICK HOUSE-GP SURGERY | BREATH ANALYSER | MARK X | 103541 | ALCOVISOR | PM | 1 | 95
3308 | IN SERVICE | SOL5869 | SATELLITE CLINIC | HOMELESS HEALTH TEAM-PATRICK HOUSE HOSTEL | THERMOMETER | THERMOSCAN 6022 | 11115034981 | BRAUN | PM | 1 | 15
3309 | IN SERVICE | SOL5864 | SATELLITE CLINIC | HOMELESS HEALTH TEAM-PATRICK HOUSE HOSTEL | DIAGNOSTIC SET | VISTA 20 | 18202 | KEELER | PM | 1 | 5
3310 | IN SERVICE | SOL5868 | SATELLITE CLINIC | HOMELESS HEALTH TEAM-PATRICK HOUSE HOSTEL | PULSE OXIMETER-FINGER | W4350 | 103526100640 | MERLIN MEDICAL | PM | 1 | 15
3313 | IN SERVICE | SOL7619 | RINGWOOD MEDICAL CENTRE | PODIATRY-CLINIC 1 | DOPPLER | MD2 | MD2P10209045-07 | HUNTLEIGH HEALTHCARE | PM | 1 | 30
3315 | IN SERVICE | SOL3914 | BITTERNE HEALTH CENTRE | PODIATRY-PODIATRY CLINIC | DRILL-PODIATRY | BERCHTOLD S30 | 5131 | CANONBURY | PM | 1 | 45
3316 | IN SERVICE | SOL3915 | BITTERNE HEALTH CENTRE | PODIATRY-PODIATRY CLINIC | DOPPLER | MD2 | MD2P10209143-07 | HUNTLEIGH HEALTHCARE | PM | 1 | 30
3317 | IN SERVICE | SOL2723 | HYTHE HOSPITAL | PODIATRY-TREATMENT ROOM | DOPPLER | D900 | KA5-98-26038 | HUNTLEIGH HEALTHCARE | PM | 1 | 30
3319 | IN SERVICE | SOL4197 | PICKLES COPPICE | DENTAL-STORE ROOM | LIGHT-EXAMINATION | X1 | NOT FOUND | DARAY | ASSET ONLY | 5 | NOT TO BE PRICED
3320 | IN SERVICE | SOL2714 | PICKLES COPPICE | DENTAL-CLINIC ROOM | LIGHT-EXAMINATION | X1 | 90310011 | DARAY | ASSET ONLY | 5 | NOT TO BE PRICED
3321 | IN SERVICE | SOL4196 | PICKLES COPPICE | DENTAL-STORE ROOM | LIGHT-EXAMINATION | X1 | NOT FOUND | DARAY | ASSET ONLY | 5 | NOT TO BE PRICED
3322 | IN SERVICE | SOL4153 | PICKLES COPPICE | DENTAL-SURGERY 2 | DENTAL DRILL | ENDOMATE | B00161 | NSK | OEM-AIH | 1 | 45
3323 | IN SERVICE | SOL4137 | PICKLES COPPICE | DENTAL-SURGERY 2 | DENTAL CART | 5200 | A13051 | FOREST DENTAL PRODUCTS INC | OEM-AIH | 1 | 110
3324 | IN SERVICE | SOL4144 | PICKLES COPPICE | DENTAL-SURGERY 3 | DENTAL CART | 5200 | B5847 | FOREST DENTAL PRODUCTS INC | OEM-AIH | 1 | 110
3328 | IN SERVICE | SOL4176 | PICKLES COPPICE | DENTAL-X-RAY ROOM | DENTAL X RAY PAN ORAL | 8000 | WAXX114 | CARESTREAM HEALTHCARE | ASSET ONLY | 1 | NOT TO BE PRICED
3330 | IN SERVICE | SOL4145 | PICKLES COPPICE | DENTAL-SURGERY 3 | DENTAL LIGHT | I05000 | AB10J0602 | BELMONT | OEM-AIH | 1 | 8
3331 | IN SERVICE | SOL4158 | PICKLES COPPICE | DENTAL-SURGERY 1 | DENTAL CART | CLESTA I | FBD09103 | BELMONT | OEM-AIH | 1 | 110
3332 | IN SERVICE | SOL4174 | PICKLES COPPICE | DENTAL-X-RAY ROOM | DENTAL X RAY DIGITAL READER | CR7400 | 221008035 | CARESTREAM HEALTHCARE | OEM-AIH | 1 | 495
3333 | IN SERVICE | SOL4175 | PICKLES COPPICE | DENTAL-X-RAY ROOM | DENTAL X RAY DIGITAL READER | CS7600 | DDCA060 | CARESTREAM HEALTHCARE | OEM-AIH | 1 | 495
3334 | IN SERVICE | SOL4192 | PICKLES COPPICE | DENTAL-STORE ROOM | DENTAL CURING LIGHT | CU100R | BB0990 | PERFECTION PLUS | OEM-AIH | 1 | 15
3335 | IN SERVICE | SOL4171 | EASTLEIGH HEALTH CENTRE | DENTAL-DIRTY UTILITY ROOM | AUTOCLAVE | DAC UNIVERSAL | BH11019 | NITRAM | ASSET ONLY | 1 | NOT TO BE PRICED
3336 | IN SERVICE | SOL2975 | NEW MILTON HEALTH CENTRE | DENTAL-DECONTAMINATION ROOM | AUTOCLAVE | DAC UNIVERSAL | CH11084 | NITRAM | ASSET ONLY | 1 | NOT TO BE PRICED
3337 | IN SERVICE | SOL4146 | PICKLES COPPICE | DENTAL-SURGERY 3 | DENTAL SPITOON | AXCS | M002580 | DENTALEZ | OEM-AIH | 1 | 110
3338 | IN SERVICE | SOL4139 | PICKLES COPPICE | DENTAL-SURGERY 2 | DENTAL SPITOON | AXCS | P004561 | DENTALEZ | OEM-AIH | 1 | 110
3339 | IN SERVICE | SOL4172 | PICKLES COPPICE | DENTAL-DIRTY UTILITY ROOM | DENTAL WASHER DISINFECTOR | DS50 | 1016011 | STEELCO | ASSET ONLY | 1 | NOT TO BE PRICED
3340 | IN SERVICE | SOL4143 | PICKLES COPPICE | DENTAL-SURGERY 3 | DENTAL X RAY INTRA ORAL | SEARCHER | D08012 | BELMONT | ASSET ONLY | 1 | NOT TO BE PRICED
3341 | IN SERVICE | SOL4136 | PICKLES COPPICE | DENTAL-SURGERY 2 | DENTAL X RAY INTRA ORAL | SEARCHER | D08022 | BELMONT | ASSET ONLY | 1 | NOT TO BE PRICED
3342 | IN SERVICE | SOL4154 | PICKLES COPPICE | DENTAL-SURGERY 2 | DENTAL ULTRASONIC SCALER | CAVITRON SELECT SPS | 121-19261 | DENTSPLY | OEM-AIH | 1 | 25
3345 | IN SERVICE | SOL4138 | PICKLES COPPICE | DENTAL-SURGERY 2 | DENTAL LIGHT | MK3 | NOT FOUND | DARAY | OEM-AIH | 1 | 8
3346 | IN SERVICE | SOL4169 | PICKLES COPPICE | DENTAL-CLEAN UTILITY ROOM | LIGHT-EXAMINATION | OPTICA 388W | 26172 | BRANDON MEDICAL | OEM-AIH | 1 | 8
3347 | IN SERVICE | SOL4177 | PICKLES COPPICE | DENTAL-X-RAY ROOM | HOIST | OXFORD 190 | MJEL10104350 | JOERNS | OEM-MEDACO | 1 | 90
3348 | IN SERVICE | SOL4148 | PICKLES COPPICE | DENTAL-SURGERY 3 | DENTAL AMALGAMATOR | SILAMAT S5 | 7245 | IVOCLAR VIVADENT | OEM-AIH | 1 | 25
3349 | IN SERVICE | SOL4140 | PICKLES COPPICE | DENTAL-SURGERY 2 | DENTAL AMALGAMATOR | SILAMAT S5 | 7250 | IVOCLAR VIVADENT | OEM-AIH | 1 | 25
3350 | IN SERVICE | SOL4495 | ROYAL SOUTH HANTS HOSPITAL | NICHOLSTOWN SURGERY | DOPPLER | D920 | NOT FOUND | HUNTLEIGH HEALTHCARE | PM | 1 | 30
3351 | IN SERVICE | SOL2531 | ROYAL SOUTH HANTS HOSPITAL | COMMUNITY NURSING TEAM | SCALES | 760 | 2760175093947 | SECA LTD | PM | 1 | 15
3352 | IN SERVICE | SOL5272 | ROYAL SOUTH HANTS HOSPITAL | COMMUNITY NURSING TEAM | SCALES | 761 | 2761150119155 | SECA LTD | PM | 1 | 15
3355 | IN SERVICE | SOL5545 | ROYAL SOUTH HANTS HOSPITAL | COMMUNITY INDEPENDENCE SERVICE-LEVEL A | BLOOD PRESSURE MONITOR | 322 | 130300519 | ACCOSON | PM | 1 | 8
3359 | IN SERVICE | SOL2550 | SEMBAL HOUSE | RAPID RESPONSE TEAM-OFFICE | BLOOD PRESSURE MONITOR | MAXI STABIL 3 | 1304-30075313 | WELCH ALLYN | PM | 1 | 8
3362 | IN SERVICE | SOL2295 | SEMBAL HOUSE | RAPID RESPONSE TEAM-OFFICE | SPHYGMOMANOMETER | SHOCK RESISTANT | 1304-30074633 | WELCH ALLYN | PM | 1 | 8
3364 | IN SERVICE | SOL7591 | SEMBAL HOUSE | RAPID RESPONSE TEAM-OFFICE | PULSE OXIMETER-FINGER | MD300CF3 | 132337500022 | BEIJING CHOICE ELECTRONICS | PM | 1 | 15
3365 | IN SERVICE | SOL2288 | SEMBAL HOUSE | RAPID RESPONSE TEAM-OFFICE | THERMOMETER | THERMOSCAN | 26214K43774 | BRAUN | PM | 1 | 15
3367 | IN SERVICE | SOL2577 | SEMBAL HOUSE | RAPID RESPONSE TEAM-OFFICE | BLOOD PRESSURE MONITOR | SERIES 28 | NOT FOUND | LYALL WILLIS | PM | 1 | 8
3371 | IN SERVICE | SOL4164 | PICKLES COPPICE | DENTAL-SURGERY 1 | DENTAL ULTRASONIC SCALER | CAVITRON SELECT SPS | 124-07882 | DENTSPLY | OEM-AIH | 1 | 25
3373 | IN SERVICE | SOL2702 | HYTHE HOSPITAL | DENTAL-DIRTY UTILITY ROOM | DEFIBRILLATOR-AED | HEARTSTART FR2 | 508276385 | PHILIPS HEALTHCARE | ASSET ONLY | 1 | NOT TO BE PRICED
3374 | IN SERVICE | SOL2492 | ROYAL SOUTH HANTS HOSPITAL | DENTAL-SURGERY 1 | DEFIBRILLATOR-AED | HEARTSTART FR2 | 508275937 | PHILIPS HEALTHCARE | ASSET ONLY | 1 | NOT TO BE PRICED
3375 | IN SERVICE | SOL4170 | PICKLES COPPICE | DENTAL-RECEPTION | DEFIBRILLATOR-AED | HEARTSTART FR2 | 305144681 | PHILIPS HEALTHCARE | ASSET ONLY | 1 | NOT TO BE PRICED
3376 | IN SERVICE | SOL1676 | BITTERNE HEALTH CENTRE | DENTAL-SURGERY 1 | DEFIBRILLATOR-AED | HEARTSTART FR2 | 511892591 | PHILIPS HEALTHCARE | ASSET ONLY | 1 | NOT TO BE PRICED
3379 | IN SERVICE | SOL3587 | BITTERNE HEALTH CENTRE | COMMUNITY NURSING TEAM | PULSE OXIMETER-FINGER | ONYX | 501129028 | NONIN | PM | 1 | 15
3380 | IN SERVICE | SOL7347 | BITTERNE HEALTH CENTRE | COMMUNITY NURSING TEAM | BLOOD PRESSURE MONITOR | UA-767 | 5100106157 | A&D INSTRUMENTS | PM | 1 | 8
3381 | IN SERVICE | SOL3910 | BITTERNE HEALTH CENTRE | COMMUNITY NURSING TEAM | PULSE OXIMETER-FINGER | MD300CF3 | 141426100701 | BEIJING CHOICE ELECTRONICS | PM | 1 | 15
3383 | IN SERVICE | SOL7316 | BITTERNE HEALTH CENTRE | EAST COMMUNITY INDEPENDENCE TEAM-WESTWOOD HOUSE | BLOOD PRESSURE MONITOR | UA-767 | NOT FOUND | A&D INSTRUMENTS | PM | 1 | 8
3384 | IN SERVICE | SOL7278 | BITTERNE HEALTH CENTRE | EAST COMMUNITY INDEPENDENCE TEAM-WESTWOOD HOUSE | BLOOD PRESSURE MONITOR | AC0312 | 120410072 | ACCOSON | PM | 1 | 8
3385 | IN SERVICE | SOL7305 | BITTERNE HEALTH CENTRE | COMMUNITY NURSING TEAM | BLOOD PRESSURE MONITOR | UA-767 | 5091100066 | A&D INSTRUMENTS | PM | 1 | 8
3386 | IN SERVICE | SOL7288 | BITTERNE HEALTH CENTRE | EAST COMMUNITY INDEPENDENCE TEAM-WESTWOOD HOUSE | PULSE OXIMETER-FINGER | 9006368 | 142319900108 | HENRY SCHEIN | PM | 1 | 15
3387 | IN SERVICE | SOL7317 | BITTERNE HEALTH CENTRE | EAST COMMUNITY INDEPENDENCE TEAM-WESTWOOD HOUSE | PULSE OXIMETER-FINGER | 9006368 | 142319900061 | HENRY SCHEIN | PM | 1 | 15
3388 | IN SERVICE | SOL7301 | BITTERNE HEALTH CENTRE | EAST COMMUNITY INDEPENDENCE TEAM-WESTWOOD HOUSE | PULSE OXIMETER-FINGER | 9006368 | 132228300057 | HENRY SCHEIN | PM | 1 | 15
3389 | IN SERVICE | SOL7318 | BITTERNE HEALTH CENTRE | EAST COMMUNITY INDEPENDENCE TEAM-WESTWOOD HOUSE | BLOOD PRESSURE MONITOR | UA-767 | 5130601182 | A&D INSTRUMENTS | PM | 1 | 8
3390 | IN SERVICE | SOL7280 | BITTERNE HEALTH CENTRE | EAST COMMUNITY INDEPENDENCE TEAM-WESTWOOD HOUSE | PULSE OXIMETER-FINGER | 9006368 | 132228300072 | HENRY SCHEIN | PM | 1 | 15
3391 | IN SERVICE | SOL4159 | PICKLES COPPICE | DENTAL-SURGERY 1 | DENTAL LIGHT | 10-500 | NOT FOUND | BELMONT | OEM-AIH | 1 | 8
3393 | IN SERVICE | SOL4193 | PICKLES COPPICE | DENTAL-SURGERY 3 | DENTAL ULTRASONIC SCALER | CAVITRON GEN | 121-06049 | DENTSPLY | OEM-AIH | 1 | 25
3394 | IN SERVICE | SOL3586 | BITTERNE HEALTH CENTRE | COMMUNITY NURSING TEAM | THERMOMETER | THERMOSCAN PRO 6000 | NOT FOUND | BRAUN | PM | 1 | 15
3395 | IN SERVICE | SOL3588 | BITTERNE HEALTH CENTRE | COMMUNITY NURSING TEAM | BLOOD PRESSURE MONITOR | DURASHOCK DS65 | 40401212504 | WELCH ALLYN | PM | 1 | 8
3396 | IN SERVICE | SOL3535 | BITTERNE HEALTH CENTRE | COMMUNITY NURSING TEAM | THERMOMETER | THERMOSCAN 6022 | 11109129975 | BRAUN | PM | 1 | 15
3398 | IN SERVICE | SOL7299 | BITTERNE HEALTH CENTRE | EAST COMMUNITY INDEPENDENCE TEAM-WESTWOOD HOUSE | THERMOMETER | THERMOSCAN IRT4520 | 11112698286 | BRAUN | PM | 1 | 15
3399 | IN SERVICE | SOL7306 | BITTERNE HEALTH CENTRE | EAST COMMUNITY INDEPENDENCE TEAM-WESTWOOD HOUSE | BLOOD PRESSURE MONITOR | UA-767 | 5110701450 | A&D INSTRUMENTS | PM | 1 | 8
3401 | IN SERVICE | SOL7281 | BITTERNE HEALTH CENTRE | EAST COMMUNITY INDEPENDENCE TEAM-WESTWOOD HOUSE | BLOOD PRESSURE MONITOR | UA-767 | 5100106151 | A&D INSTRUMENTS | PM | 1 | 8
3402 | IN SERVICE | SOL3589 | BITTERNE HEALTH CENTRE | COMMUNITY NURSING TEAM | OTOSCOPE | OTOSCOPE | NOT FOUND | WELCH ALLYN | PM | 1 | 5
3403 | IN SERVICE | SOL7287 | BITTERNE HEALTH CENTRE | EAST COMMUNITY INDEPENDENCE TEAM-WESTWOOD HOUSE | BLOOD PRESSURE MONITOR | DS54 | 130716133213 | WELCH ALLYN | PM | 1 | 8
3406 | IN SERVICE | SOL7399 | BROADCAST HOUSE | COMMUNITY NURSING TEAM | BLOOD PRESSURE MONITOR | M7 | 5Z04839LF | OMRON HEALTHCARE | PM | 1 | 8
3407 | IN SERVICE | SOL6566 | ADELAIDE HEALTH CENTRE | CHILDREN COMMUNITY NURSING TEAM-LEVEL 2 | PULSE OXIMETER-HANDHELD | N560 | 11113040040 | NELLCOR | PM | 1 | 55
3410 | IN SERVICE | SOL7183 | ADELAIDE HEALTH CENTRE | CHILDREN CONTINENCE-LEVEL 2 | ENURESIS ALARM | M03 | NOT FOUND | MALEM MEDICAL | PM | 1 | 10
3412 | IN SERVICE | SOL4606 | ROYAL SOUTH HANTS HOSPITAL | FANSHAWE WARD | VITAL SIGNS MONITOR | 420 SERIES | NOT FOUND | WELCH ALLYN | PM | 1 | 55
3416 | IN SERVICE | SOL5268 | ROYAL SOUTH HANTS HOSPITAL | COMMUNITY NURSING TEAM | THERMOMETER | BK8005 | NOT FOUND | BOKANG | PM | 1 | 15
3417 | IN SERVICE | SOL5260 | ROYAL SOUTH HANTS HOSPITAL | COMMUNITY NURSING TEAM | THERMOMETER | THERMOSCAN | 16813K04889 | BRAUN | PM | 1 | 15
3419 | IN SERVICE | SOL5262 | ROYAL SOUTH HANTS HOSPITAL | COMMUNITY NURSING TEAM | BLOOD PRESSURE MONITOR | MAXI STABIL 3 | 150509030538 | WELCH ALLYN | PM | 1 | 8
3420 | IN SERVICE | SOL2560 | SEMBAL HOUSE | RAPID RESPONSE TEAM-OFFICE | PULSE OXIMETER-FINGER | MD300CF3 | NOT FOUND | BEIJING CHOICE ELECTRONICS | PM | 1 | 15
3422 | IN SERVICE | SOL5555 | ROYAL SOUTH HANTS HOSPITAL | COMMUNITY INDEPENDENCE SERVICE-LEVEL A | BLOOD PRESSURE MONITOR | BP3AC1-1 | 17600147 | MICROLIFE HEALTH | PM | 1 | 8
3423 | IN SERVICE | SOL4293 | ADELAIDE HEALTH CENTRE | TISSUE VIABILITY SERVICE-CLINIC ROOM | DOPPLER | SD2 | SD2P10409122-11 | HUNTLEIGH HEALTHCARE | PM | 1 | 30
3424 | IN SERVICE | SOL5548 | ROYAL SOUTH HANTS HOSPITAL | COMMUNITY INDEPENDENCE SERVICE-LEVEL A | BLOOD PRESSURE MONITOR | UA-767 | 5110701237 | A&D INSTRUMENTS | PM | 1 | 8
3427 | IN SERVICE | SOL2289 | SEMBAL HOUSE | RAPID RESPONSE TEAM-OFFICE | BLOOD PRESSURE MONITOR | DS54 | 1403-20155208 | WELCH ALLYN | PM | 1 | 8
3428 | IN SERVICE | SOL7568 | SEMBAL HOUSE | RAPID RESPONSE TEAM-OFFICE | BLOOD PRESSURE MONITOR | DS54 | 131119132304 | WELCH ALLYN | PM | 1 | 8
3434 | IN SERVICE | SOL3750 | MAGNOLIA CENTRE | COMMUNITY PAEDIATRIC MEDICAL SERVICES | LIGHT-EXAMINATION | LHH50 | NOT FOUND | LUXO LTD | PM | 1 | 10
3438 | IN SERVICE | SOL1692 | BITTERNE HEALTH CENTRE | DENTAL-SURGERY 1 | DENTAL X RAY INTRA ORAL | PHOT-X-II | EH13J0211 | BELMONT | ASSET ONLY | 1 | NOT TO BE PRICED
3439 | IN SERVICE | SOL7017 | EASTLEIGH HEALTH CENTRE | DENTAL-DENTAL CLINIC | DENTAL DRILL | ENDOMATE | D03633 | NSK | OEM-AIH | 1 | 45
3442 | IN SERVICE | SOL1682 | BITTERNE HEALTH CENTRE | DENTAL-SURGERY 1 | PULSE OXIMETER-FINGER | GO2 | 501096019 | NONIN | OEM-AIH | 1 | 15
3443 | IN SERVICE | SOL1715 | BITTERNE HEALTH CENTRE | DENTAL-SURGERY 2 | DENTAL LIGHT | 10-500 | CG05E0047 | BELMONT | ASSET ONLY | 5 | NOT TO BE PRICED
3444 | IN SERVICE | SOL1713 | BITTERNE HEALTH CENTRE | DENTAL-SURGERY 2 | DENTAL CHAIR | CLESTA-DENTAL CHAIR | ADD030270 | BELMONT | ASSET ONLY | 1 | NOT TO BE PRICED
3445 | IN SERVICE | SOL1714 | BITTERNE HEALTH CENTRE | DENTAL-SURGERY 2 | DENTAL CHAIR | CLESTA-DENTAL CHAIR | FB05E0206 | BELMONT | ASSET ONLY | 5 | NOT TO BE PRICED
3446 | IN SERVICE | SOL1718 | BITTERNE HEALTH CENTRE | DENTAL-STORE ROOM | DENTAL X RAY DIGITAL READER | CR7400 | SN070807002 | CARESTREAM HEALTHCARE | OEM-AIH | 1 | 495
3449 | IN SERVICE | SOL1708 | BITTERNE HEALTH CENTRE | DENTAL-SURGERY 2 | DENTAL ULTRASONIC SCALER | BOBCAT PRO | 130E-05274 | DENTSPLY | OEM-AIH | 1 | 25
3450 | IN SERVICE | SOL1641 | BITTERNE HEALTH CENTRE | DENTAL-SURGERY 1 | DENTAL LIGHT | BILITE | NOT FOUND | DARAY | OEM-AIH | 1 | 8
3451 | IN SERVICE | SOL1691 | BITTERNE HEALTH CENTRE | DENTAL-SURGERY 1 | DENTAL SCAVENGING UNIT | MINISCAV | 891089108910891 | RA MEDICAL | ASSET ONLY | 1 | NOT TO BE PRICED
3453 | IN SERVICE | SOL1706 | BITTERNE HEALTH CENTRE | DENTAL-SURGERY 2 | DENTAL CART | 2503 | E388215 | A-DEC DENTAL | OEM-AIH | 1 | 110
3455 | IN SERVICE | SOL1710 | BITTERNE HEALTH CENTRE | DENTAL-SURGERY 2 | DENTAL HOT AIR BLOWER | SAFE AIR | 6468 | CARBOLITE | OEM-AIH | 1 | 20
3456 | IN SERVICE | SOL1687 | BITTERNE HEALTH CENTRE | DENTAL-SURGERY 1 | DENTAL HOT AIR BLOWER | SAFE AIR | 9923 | CARBOLITE | OEM-AIH | 1 | 20
3458 | IN SERVICE | SOL8127 | BITTERNE HEALTH CENTRE | COMMUNITY NURSING TEAM | SPHYGMOMANOMETER | SHOCK RESISTANT | 080722062171 | WELCH ALLYN | PM | 1 | 8
3459 | IN SERVICE | SOL1707 | BITTERNE HEALTH CENTRE | DENTAL-SURGERY 2 | DENTAL X RAY VIEWER | 67-0445 | 163 | RINN | ASSET ONLY | 5 | NOT TO BE PRICED
3460 | IN SERVICE | SOL1697 | BITTERNE HEALTH CENTRE | DENTAL-SURGERY 1 | REGULATOR-ENTONOX | MATRX | 0810DMM6853 | MIDMARK | OEM-AIH | 1 | 12
3461 | IN SERVICE | SOL2708 | HYTHE HOSPITAL | DENTAL-SURGERY 2 | DENTAL SPITOON | AXCS | 1545Y | DENTALEZ | OEM-AIH | 1 | 110
3462 | IN SERVICE | SOL2710 | HYTHE HOSPITAL | DENTAL-SURGERY 2 | DENTAL SPITOON | SPITOON | M002207 | DURR DENTAL | OEM-AIH | 1 | 110
3469 | IN SERVICE | SOL5793 | ROYAL SOUTH HANTS HOSPITAL | SEXUAL HEALTH | BLOOD PRESSURE MONITOR | M7 | 20140401206LF | OMRON HEALTHCARE | PM | 1 | 8
3470 | IN SERVICE | SOL5790 | ROYAL SOUTH HANTS HOSPITAL | SEXUAL HEALTH | BLOOD PRESSURE MONITOR | UA-767 | 5061000644 | A&D INSTRUMENTS | PM | 1 | 8
3476 | IN SERVICE | SOL3501 | BROADCAST HOUSE | COMMUNITY NURSING TEAM | INFUSION PUMP-SYRINGE | T34 | 17690 | CME MCKINLEY | PM | 1 | 55
3483 | IN SERVICE | SOL1321 | WESTERN COMMUNITY HOSPITAL | SNOWDON WARD-MAIN BLOCK | MATTRESS PUMP | TRANSAIR | W10-11-45 | KAROMED | PM | 1 | 45
3493 | IN SERVICE | SOL3950 | CEDAR SCHOOL | SCHOOL NURSES-NURSES ROOM | BLOOD PRESSURE MONITOR | 322 | 81010489 | ACCOSON | PM | 1 | 8
3497 | IN SERVICE | SOL1634 | ADELAIDE HEALTH CENTRE | CHILDREN COMMUNITY NURSING TEAM-LEVEL 2 | BLOOD PRESSURE MONITOR | MEDICUS | NOT FOUND | FB GERMANY | PM | 1 | 8
3498 | IN SERVICE | SOL1872 | BITTERNE HEALTH CENTRE | COPD-CONSULTING ROOM | PULSE OXIMETER-FINGER | N9590 | 501634383 | NONIN | PM | 1 | 15
3502 | IN SERVICE | SOL4309 | ROYAL SOUTH HANTS HOSPITAL | DIABETES CENTRE-COPD | BLOOD PRESSURE MONITOR | M3 | 20110900396 | OMRON HEALTHCARE | PM | 1 | 8
3503 | IN SERVICE | SOL1873 | BITTERNE HEALTH CENTRE | COPD-CONSULTING ROOM | BLOOD PRESSURE MONITOR | M3 | 20120900272VG | OMRON HEALTHCARE | PM | 1 | 8
3504 | IN SERVICE | SOL1743 | BITTERNE HEALTH CENTRE | SITE SERVICES-CONSULTING ROOM | BLOOD PRESSURE MONITOR | M6 AC | 20140900538VG | OMRON HEALTHCARE | PM | 1 | 8
3507 | IN SERVICE | SOL2437 | ROYAL SOUTH HANTS HOSPITAL | NICHOLSTOWN SURGERY | SCALES | 761 | 5761-133152536 | SECA LTD | PM | 1 | 15
3508 | IN SERVICE | SOL8228 | ROYAL SOUTH HANTS HOSPITAL | NICHOLSTOWN SURGERY | PULSE OXIMETER-FINGER | ONYX II | 501743040 | NONIN | PM | 1 | 15
3509 | IN SERVICE | SOL2410 | ROYAL SOUTH HANTS HOSPITAL | NICHOLSTOWN SURGERY | PULSE OXIMETER-FINGER | ONYX II | 501743036 | NONIN | PM | 1 | 15
3510 | IN SERVICE | SOL2427 | ROYAL SOUTH HANTS HOSPITAL | NICHOLSTOWN SURGERY | LIGHT-EXAMINATION | C50GXC | 6346.33333333333 | BRANDON MEDICAL | PM | 1 | 10
3511 | IN SERVICE | SOL4494 | ROYAL SOUTH HANTS HOSPITAL | NICHOLSTOWN SURGERY | DOPPLER | D920 | NOT FOUND | HUNTLEIGH HEALTHCARE | PM | 1 | 30
3513 | IN SERVICE | SOL2461 | ROYAL SOUTH HANTS HOSPITAL | NICHOLSTOWN SURGERY | BLOOD PRESSURE MONITOR | MEDICUS PRESTIGE | 787169669 | BOSO | PM | 1 | 8
3514 | IN SERVICE | SOL2404 | ROYAL SOUTH HANTS HOSPITAL | NICHOLSTOWN SURGERY | BLOOD PRESSURE MONITOR | MEDICUS PRESTIGE | 787169670 | BOSO | PM | 1 | 8
3516 | IN SERVICE | SOL6413 | ROYAL SOUTH HANTS HOSPITAL | NICHOLSTOWN SURGERY | BREATH ANALYSER | PICO + | A21331 | BEDFONT SCIENTIFIC | PM | 1 | 95
3518 | IN SERVICE | SOL2382 | ROYAL SOUTH HANTS HOSPITAL | NICHOLSTOWN SURGERY | THERMOMETER | THERMOSCAN 6022 | 02914K10331 | BRAUN | PM | 1 | 15
3519 | IN SERVICE | SOL2428 | PORTSWOOD SOLENT SURGERY | GP SURGERY | THERMOMETER | THERMOSCAN 6022 | 32811K04216 | BRAUN | PM | 1 | 15
3520 | IN SERVICE | SOL4496 | ROYAL SOUTH HANTS HOSPITAL | NICHOLSTOWN SURGERY | DOPPLER | ULTRATEC PD1 | NOT FOUND | ULTRASOUND TECHNOLOGIES | PM | 1 | 30
3521 | IN SERVICE | SOL6416 | ROYAL SOUTH HANTS HOSPITAL | NICHOLSTOWN SURGERY | PULSE OXIMETER-FINGER | W4350 | 104926102696 | MERLIN MEDICAL | PM | 1 | 15
3522 | IN SERVICE | SOL1869 | BITTERNE HEALTH CENTRE | PODIATRY-PODIATRY CLINIC | THERMOMETER | BK8005 | NOT FOUND | BOKANG | PM | 1 | 15
3524 | IN SERVICE | SOL1867 | BITTERNE HEALTH CENTRE | PODIATRY-PODIATRY CLINIC | DRILL-PODIATRY | BERCHTOLD S30 | NOT FOUND | CANONBURY | PM | 1 | 45
3525 | IN SERVICE | SOL5824 | ROYAL SOUTH HANTS HOSPITAL | SEXUAL HEALTH | SCALES | 761 | 2761-330008236 | SECA LTD | PM | 1 | 15
3526 | IN SERVICE | SOL5785 | ROYAL SOUTH HANTS HOSPITAL | SEXUAL HEALTH | SCALES | 761 | 2761-140136622 | SECA LTD | PM | 1 | 15
3528 | IN SERVICE | SOL5708 | ROYAL SOUTH HANTS HOSPITAL | SEXUAL HEALTH | SCALES | 875 | 5875-344086856 | SECA LTD | PM | 1 | 15
3529 | IN SERVICE | SOL5832 | ROYAL SOUTH HANTS HOSPITAL | SEXUAL HEALTH | SCALES | 761 | 5875-352087423 | SECA LTD | PM | 1 | 15
3530 | IN SERVICE | SOL5744 | ROYAL SOUTH HANTS HOSPITAL | SEXUAL HEALTH | SCALES | 761 | 1888038080510 | SECA LTD | PM | 1 | 15
3533 | IN SERVICE | SOL0355 | WESTERN COMMUNITY HOSPITAL | SNOWDON WARD-MAIN BLOCK | MATTRESS PUMP | TRANSAIR | W10-11-38 | KAROMED | PM | 1 | 45
3535 | IN SERVICE | SOL6451 | ROYAL SOUTH HANTS HOSPITAL | OCCUPATIONAL HEALTH-BRAMBLES BUNGALOW | BLOOD PRESSURE MONITOR | AG9443 | 131600219 | MICROLIFE HEALTH | PM | 1 | 8
3537 | IN SERVICE | SOL4135 | BITTERNE HEALTH CENTRE | SITE SERVICES-CONSULTING ROOM | SCALES | 761 | 2761-337026862 | SECA LTD | PM | 1 | 15
3539 | IN SERVICE | SOL3778 | BROADCAST HOUSE | COMMUNITY NURSING TEAM | SCALES | 761 | 5761-321148832 | SECA LTD | PM | 1 | 15
3549 | IN SERVICE | SOL3835 | BROADCAST HOUSE | COMMUNITY NURSING TEAM | THERMOMETER | THERMOSCAN | 11115843267 | BRAUN | PM | 1 | 15
3555 | IN SERVICE | SOL2721 | HYTHE HOSPITAL | PODIATRY-TREATMENT ROOM | SCALES | 761 | 2761-079096968 | SECA LTD | PM | 1 | 15
3557 | IN SERVICE | SOL2722 | HYTHE HOSPITAL | PODIATRY-TREATMENT ROOM | LIGHT-EXAMINATION | LHH10 | NOT FOUND | LUXO LTD | PM | 1 | 10
3562 | IN SERVICE | SOL7451 | PORTSWOOD SOLENT SURGERY | GP SURGERY-PORTSWOOD SOLENT SURGERY | PULSE OXIMETER-FINGER | CMS60D | ED1310100101 | CONTEC MEDICAL | PM | 1 | 15
3569 | IN SERVICE | SOL5379 | RINGWOOD MEDICAL CENTRE | PODIATRY-ROOM 1 | DRILL-PODIATRY | BERCHTOLD S30 | NOT FOUND | CANONBURY | PM | 1 | 45
3571 | IN SERVICE | SOL5378 | TOTTON HEALTH CENTRE | PODIATRY-ROOM 1 | LIGHT-EXAMINATION | LFM-101 | NOT FOUND | LUXO LTD | PM | 1 | 10
3580 | IN SERVICE | SOL2398 | ROYAL SOUTH HANTS HOSPITAL | NICHOLSTOWN SURGERY | THERMOMETER | THERMOSCAN | 11109973888 | BRAUN | PM | 1 | 15
3584 | IN SERVICE | SOL1833 | BITTERNE HEALTH CENTRE | CARDIAC SERVICES-FIRST FLOOR | PULSE OXIMETER-FINGER | ONYX | 500753611 | NONIN | PM | 1 | 15
3586 | IN SERVICE | SOL1862 | BITTERNE HEALTH CENTRE | PODIATRY-PODIATRY CLINIC | DOPPLER | D900 | 900PX0100726-02 | HUNTLEIGH HEALTHCARE | PM | 1 | 30
3587 | IN SERVICE | SOL1861 | ADELAIDE HEALTH CENTRE | PODIATRY-PODIATRY CLINIC | DOPPLER | D900 | KA5-98-27182 | HUNTLEIGH HEALTHCARE | PM | 1 | 30
3590 | IN SERVICE | SOL1735 | BITTERNE HEALTH CENTRE | SITE SERVICES-CONSULTING ROOM | PULSE OXIMETER-HANDHELD | N550 | 120 | NELLCOR | PM | 1 | 55
3592 | IN SERVICE | SOL4219 | ALDERMOOR HEALTH CENTRE | PODIATRY-ROOM 52 | DRILL-PODIATRY | CN200 | 3027 | FCA SECO | PM | 1 | 45
3593 | IN SERVICE | SOL5374 | TOTTON HEALTH CENTRE | PODIATRY-ROOM 2 | DOPPLER | MD2 | MD2P10209057-07 | HUNTLEIGH HEALTHCARE | PM | 1 | 30
3594 | IN SERVICE | SOL2980 | NEW MILTON HEALTH CENTRE | PODIATRY-CLINIC 2 | DRILL-PODIATRY | BERCHTOLD S30 | 3855 | CANONBURY | PM | 1 | 45
3595 | IN SERVICE | SOL2982 | NEW MILTON HEALTH CENTRE | PODIATRY-CLINIC 2 | DOPPLER | MD2 | MD2P10209065-07 | HUNTLEIGH HEALTHCARE | PM | 1 | 30
3596 | IN SERVICE | SOL7632 | NEW MILTON HEALTH CENTRE | PODIATRY-CLINIC 1 | DOPPLER | MD2 | MD2P10209061-07 | HUNTLEIGH HEALTHCARE | PM | 1 | 30
3597 | IN SERVICE | SOL4490 | ROYAL SOUTH HANTS HOSPITAL | NICHOLSTOWN SURGERY | PLINTH | A6332/2/SHS | NOT FOUND | ARJO HUNTLEIGH | PM | 1 | 35
3599 | IN SERVICE | SOL2375 | ROYAL SOUTH HANTS HOSPITAL | DIABETES CENTRE-PODIATRY | DOPPLER | VASCULAR ASSIST | 710.X0A00151-01 | HUNTLEIGH HEALTHCARE | PM | 1 | 30
3602 | IN SERVICE | SOL7290 | BITTERNE HEALTH CENTRE | EAST COMMUNITY INDEPENDENCE TEAM-WESTWOOD HOUSE | BLOOD PRESSURE MONITOR | DS54 | 141024185347 | WELCH ALLYN | PM | 1 | 8
3604 | IN SERVICE | SOL2469 | ROYAL SOUTH HANTS HOSPITAL | NICHOLSTOWN SURGERY | BLOOD PRESSURE MONITOR | ANEROID | NOT FOUND | ACCOSON | PM | 1 | 8
3605 | IN SERVICE | SOL4384 | ROYAL SOUTH HANTS HOSPITAL | DIABETES CENTRE-PODIATRY | LIGHT-EXAMINATION | LHH10 | NOT FOUND | LUXO LTD | PM | 1 | 10
3607 | IN SERVICE | SOL4383 | ROYAL SOUTH HANTS HOSPITAL | DIABETES CENTRE-PODIATRY | LIGHT-EXAMINATION | OPTICA 488M | NOT FOUND | BRANDON MEDICAL | PM | 1 | 10
3608 | IN SERVICE | SOL4385 | ROYAL SOUTH HANTS HOSPITAL | DIABETES CENTRE-PODIATRY | LIGHT-EXAMINATION | OPTICA 488M | NOT FOUND | BRANDON MEDICAL | PM | 1 | 10
3609 | IN SERVICE | SOL4264 | ROYAL SOUTH HANTS HOSPITAL | NICHOLSTOWN SURGERY | HYFRECATOR | HYFRECATOR 2000 | 01MGJ373 | CONMED | PM | 1 | 130
3610 | IN SERVICE | SOL1473 | ADELAIDE HEALTH CENTRE | GP SURGERY | DIAGNOSTIC SET | 1942-P-1001 CHARGER | 85500 | KEELER | PM | 1 | 5
3612 | IN SERVICE | SOL4267 | ADELAIDE HEALTH CENTRE | GP SURGERY | SCALES | 761 | 2761-062030833 | SECA LTD | PM | 1 | 15
3613 | IN SERVICE | SOL1454 | ADELAIDE HEALTH CENTRE | GP SURGERY | SCALES | 761 | 2761-248132648 | SECA LTD | PM | 1 | 15
3614 | IN SERVICE | SOL1451 | ADELAIDE HEALTH CENTRE | GP SURGERY | PLINTH | 3 SECTION | IPS-47425 | ARJO HUNTLEIGH | PM | 1 | 35
3615 | IN SERVICE | SOL4226 | ADELAIDE HEALTH CENTRE | GP SURGERY | PLINTH | A2232/2/SHS | IPS - 50882 | ARJO HUNTLEIGH | PM | 1 | 35
3616 | IN SERVICE | SOL1478 | ADELAIDE HEALTH CENTRE | GP SURGERY | INR CHARGER | COAGUCHEK XS PLUS | UQ0093759 | ROCHE DIAGNOSTICS | ASSET ONLY | 1 | NOT TO BE PRICED
3617 | IN SERVICE | SOL1475 | ADELAIDE HEALTH CENTRE | GP SURGERY | DOPPLER | D900 | 203EM03160505A | HUNTLEIGH HEALTHCARE | PM | 1 | 30
3620 | IN SERVICE | SOL4243 | ADELAIDE HEALTH CENTRE | GP SURGERY | BLOOD PRESSURE RECORDER | MOBIL-O-GRAPH | C13703 | NUMED MEDICAL | PM | 1 | 140
3621 | IN SERVICE | SOL6766 | ADELAIDE HEALTH CENTRE | GP SURGERY | BLOOD PRESSURE RECORDER | MOBIL-O-GRAPH | C13698 | NUMED MEDICAL | PM | 1 | 140
3622 | IN SERVICE | SOL6764 | ADELAIDE HEALTH CENTRE | GP SURGERY | BLOOD PRESSURE RECORDER | MOBIL-O-GRAPH | C13717 | NUMED MEDICAL | PM | 1 | 140
3623 | IN SERVICE | SOL1483 | ADELAIDE HEALTH CENTRE | GP SURGERY | BLOOD PRESSURE RECORDER | MOBIL-O-GRAPH | B05577 | NUMED MEDICAL | PM | 1 | 140
3624 | IN SERVICE | SOL1479 | ADELAIDE HEALTH CENTRE | GP SURGERY | BLOOD PRESSURE RECORDER | MOBIL-O-GRAPH | B05573 | NUMED MEDICAL | PM | 1 | 140
3626 | IN SERVICE | SOL2058 | TWO SAINTS DAY CENTRE | HOMELESS HEALTH TEAM-TWO SAINTS DAY | DIAGNOSTIC SET | 1941-P-1368 | 37159 | KEELER | PM | 1 | 5
3628 | IN SERVICE | SOL2048 | TWO SAINTS DAY CENTRE | HOMELESS HEALTH TEAM-TWO SAINTS DAY | THERMOMETER | THERMOSCAN 6022 | 11112313894 | BRAUN | PM | 1 | 15
3629 | IN SERVICE | SOL6119 | TWO SAINTS DAY CENTRE | HOMELESS HEALTH TEAM-TWO SAINTS DAY | THERMOMETER | THERMOSCAN 6021 | 11109394951 | BRAUN | PM | 1 | 15
3630 | IN SERVICE | SOL2255 | TWO SAINTS DAY CENTRE | HOMELESS HEALTH TEAM-TWO SAINTS DAY | SCALES | 761 | 2761-099021561 | SECA LTD | PM | 1 | 15
3631 | IN SERVICE | SOL2057 | TWO SAINTS DAY CENTRE | HOMELESS HEALTH TEAM-TWO SAINTS DAY | SCALES | 761 | 2761-024070479 | SECA LTD | PM | 1 | 15
3632 | IN SERVICE | SOL2043 | TWO SAINTS DAY CENTRE | HOMELESS HEALTH TEAM-TWO SAINTS DAY | PLINTH | A2232/2/SHS | IPS-47617 | ARJO HUNTLEIGH | PM | 1 | 35
3635 | IN SERVICE | SOL2053 | TWO SAINTS DAY CENTRE | HOMELESS HEALTH TEAM-TWO SAINTS DAY | DEFIBRILLATOR-AED | HEARTSTART FR2 | 204111369 | PHILIPS HEALTHCARE | ASSET ONLY | 1 | NOT TO BE PRICED
3637 | IN SERVICE | SOL2059 | TWO SAINTS DAY CENTRE | HOMELESS HEALTH TEAM-TWO SAINTS DAY | BLOOD PRESSURE MONITOR | UA-767 | 5070100403 | A&D INSTRUMENTS | PM | 1 | 8
3638 | IN SERVICE | SOL2044 | TWO SAINTS DAY CENTRE | HOMELESS HEALTH TEAM-TWO SAINTS DAY | BLOOD PRESSURE MONITOR | UA-767 | 5110200787 | A&D INSTRUMENTS | PM | 1 | 8
3639 | IN SERVICE | SOL2049 | TWO SAINTS DAY CENTRE | HOMELESS HEALTH TEAM-TWO SAINTS DAY | PULSE OXIMETER-FINGER | V202 | NOT FOUND | DARAY | PM | 1 | 15
3641 | IN SERVICE | SOL2252 | TWO SAINTS DAY CENTRE | HOMELESS HEALTH TEAM-TWO SAINTS DAY | SPIROMETER | SPIRO USB | 2252 | CAREFUSION | PM | 1 | 95
3645 | IN SERVICE | SOL3862 | BITTERNE HEALTH CENTRE | COMMUNITY NURSING TEAM | INFUSION PUMP-SYRINGE | T34 | S42136 | CME MCKINLEY | PM | 1 | 55
3646 | IN SERVICE | SOL5254 | WESTERN COMMUNITY HOSPITAL | SNOWDON WARD-MAIN BLOCK | ARTIFICIAL LARYNX | LIGHTWRITER SL35M | 12333 | TOBY CHURCHILL | PM | 1 | 20
3647 | IN SERVICE | SOL5971 | BITTERNE HEALTH CENTRE | COMMUNITY NURSING TEAM | INFUSION PUMP-SYRINGE | T34 | S55270 | CME MCKINLEY | PM | 1 | 55
3661 | IN SERVICE | SOL1832 | BITTERNE HEALTH CENTRE | CARDIAC SERVICES-FIRST FLOOR | BLOOD PRESSURE MONITOR | SERIES 28 | 797298 | LYALL WILLIS | PM | 1 | 8
3662 | IN SERVICE | SOL1764 | BITTERNE HEALTH CENTRE | PODIATRY-PODIATRY CLINIC | BLOOD PRESSURE MONITOR | SERIES 28 | 798221 | LYALL WILLIS | PM | 1 | 8
3664 | IN SERVICE | SOL4422 | ROYAL SOUTH HANTS HOSPITAL | BRAMBLES WARD-LOWER BRAMBLES | VITAL SIGNS MONITOR | 420 SERIES | NOT FOUND | WELCH ALLYN | PM | 1 | 55
3673 | IN SERVICE | SOL5861 | ROYAL SOUTH HANTS HOSPITAL | COMMUNITY PAEDIATRIC MEDICAL SERVICES | SCALES | 850B | 661 | WEYLUX WEIGHING | PM | 1 | 15
3675 | IN SERVICE | SOL5860 | ROYAL SOUTH HANTS HOSPITAL | COMMUNITY PAEDIATRIC MEDICAL SERVICES | SCALE-CHAIR | 954 | 1954045018608 | SECA LTD | PM | 1 | 15
3678 | IN SERVICE | SOL3863 | BITTERNE HEALTH CENTRE | COMMUNITY NURSING TEAM | INFUSION PUMP-SYRINGE | T34 | 16887 | CME MCKINLEY | PM | 1 | 55
3679 | IN SERVICE | SOL7902 | ADELAIDE HEALTH CENTRE | CHILDREN COMMUNITY NURSING TEAM-LEVEL 2 | ASPIRATOR | 7305U | PU116593 | DRIVE DEVILBISS | PM | 1 | 25
3680 | IN SERVICE | SOL1345 | WESTERN COMMUNITY HOSPITAL | SNOWDON WARD-MAIN BLOCK | ASPIRATOR | VP25 | 2261 | ESCHMANN | PM | 1 | 25
3681 | IN SERVICE | SOL6532 | THORNHILL CENTRE FOR HEALTHY LIVING | COMMUNITY PAEDIATRIC MEDICAL SERVICES | SCALES | 850B | 0880-01 | WEYLUX WEIGHING | PM | 1 | 15
3682 | IN SERVICE | SOL4133 | BITTERNE HEALTH CENTRE | SITE SERVICES-CONSULTING ROOM | SCALES | 761 | 2761-013043892 | SECA LTD | PM | 1 | 15
3683 | IN SERVICE | SOL5684 | CHILD DEVELOPMENT CENTRE | COMMUNITY PAEDIATRIC MEDICAL SERVICES | SCALE-BABY | 850BT | BT/0383 | FARADAY | PM | 1 | 15
3684 | IN SERVICE | SOL4215 | THORNHILL CENTRE FOR HEALTHY LIVING | COMMUNITY PAEDIATRIC MEDICAL SERVICES | SCALES | 877 | 5877-024106823 | SECA LTD | PM | 1 | 15
3685 | IN SERVICE | SOL2602 | ROYAL SOUTH HANTS HOSPITAL | COMMUNITY PAEDIATRIC MEDICAL SERVICES | SCALES | 834 | 1943 | SECA LTD | PM | 1 | 15
3689 | IN SERVICE | SOL4204 | ADELAIDE HEALTH CENTRE | HEALTH VISITING AND SCHOOL NURSING | SCALES | 861 | 1861054051900 | SECA LTD | PM | 1 | 15
3693 | IN SERVICE | SOL2282 | SEMBAL HOUSE | RAPID RESPONSE TEAM-OFFICE | ASPIRATOR | LSU | 78300850081 | LAERDAL MEDICAL | PM | 1 | 25
3694 | IN SERVICE | SOL2960 | NEW MILTON HEALTH CENTRE | DENTAL-SURGERY ROOM | BLOOD PRESSURE MONITOR | ANEROID | NOT FOUND | ACCOSON | OEM-AIH | 1 | 8
3695 | IN SERVICE | SOL2967 | HYTHE HOSPITAL | DENTAL ROOM | BLOOD PRESSURE MONITOR | UA-767 | 5070600463 | A&D INSTRUMENTS | OEM-AIH | 1 | 8
3696 | IN SERVICE | SOL2959 | BITTERNE HEALTH CENTRE | DENTAL-SURGERY ROOM | PULSE OXIMETER-HANDHELD | TRUSAT | FCE05240017SA | GE HEALTHCARE | OEM-AIH | 1 | 55
3698 | IN SERVICE | SOL1346 | WESTERN COMMUNITY HOSPITAL | SNOWDON WARD-MAIN BLOCK | ASPIRATOR | VP25 | 2265 | ESCHMANN | PM | 1 | 25
3699 | IN SERVICE | SOL1283 | WESTERN COMMUNITY HOSPITAL | SNOWDON WARD-MAIN BLOCK | ECG MACHINE | M1771A PAGEWRITER | CND4752544 | AGILENT TECHNOLOGIES | PM | 1 | 88
3703 | IN SERVICE | SOL1343 | WESTERN COMMUNITY HOSPITAL | SNOWDON WARD-MAIN BLOCK | ASPIRATOR | LSU | 78060107680 | LAERDAL MEDICAL | PM | 1 | 25
3705 | IN SERVICE | SOL2570 | SEMBAL HOUSE | RAPID RESPONSE TEAM-OFFICE | PULSE OXIMETER-FINGER | MD300CF3 | 1527-02400152 | BEIJING CHOICE ELECTRONICS | PM | 1 | 15
3709 | IN SERVICE | SOL4284 | ADELAIDE HEALTH CENTRE | TISSUE VIABILITY SERVICE-CLINIC ROOM | PLINTH | 503CDT | 503CDTC4009844 | PLINTH MEDICAL | PM | 1 | 35
3710 | IN SERVICE | SOL4257 | ADELAIDE HEALTH CENTRE | TISSUE VIABILITY SERVICE-CLINIC ROOM | PLINTH | 503CDT | 503CDTC4009845 | PLINTH MEDICAL | PM | 1 | 35
3711 | IN SERVICE | SOL1537 | ADELAIDE HEALTH CENTRE | CHILDREN CONTINENCE-LEVEL 2 | ENURESIS ALARM | M03 | NOT FOUND | MALEM MEDICAL | PM | 1 | 10
3714 | IN SERVICE | SOL5689 | CHILD DEVELOPMENT CENTRE | COMMUNITY PAEDIATRIC MEDICAL SERVICES-PHYSIO ROOM | HOIST-ELECTRIC | MINI 140 | MNHY08010803 | OXFORD INSTRUMENTS | OEM-MEDACO | 1 | 90
3739 | IN SERVICE | SOL3568 | BITTERNE HEALTH CENTRE | COMMUNITY NURSING TEAM | PULSE OXIMETER-FINGER | 300C-2008 | 8211032945 | OCTIVE TECHNOLOGIES | PM | 1 | 15
3740 | IN SERVICE | SOL3526 | ROYAL SOUTH HANTS HOSPITAL | COMMUNITY NURSING TEAM | PULSE OXIMETER-FINGER | 9006368 | 1432-19900864 | HENRY SCHEIN | PM | 1 | 15
3741 | IN SERVICE | SOL3592 | BITTERNE HEALTH CENTRE | COMMUNITY NURSING TEAM | PULSE OXIMETER-FINGER | 9006368 | 143219900844 | HENRY SCHEIN | PM | 1 | 15
3742 | IN SERVICE | SOL4349 | ROYAL SOUTH HANTS HOSPITAL | TB SERVICE-CLINIC ROOM 1 | THERMOMETER | THERMOSCAN 6022 | 11115788109 | BRAUN | PM | 1 | 15
3743 | IN SERVICE | SOL4353 | ROYAL SOUTH HANTS HOSPITAL | TB SERVICE-CLINIC ROOM 1 | SCALES | 877 | 5877-143095677 | SECA LTD | PM | 1 | 15
3744 | IN SERVICE | SOL4355 | ROYAL SOUTH HANTS HOSPITAL | TB SERVICE-CLINIC ROOM 2 | BLOOD PRESSURE MONITOR | BP 3AS12 | 34800662 | MICROLIFE HEALTH | PM | 1 | 8
3745 | IN SERVICE | SOL4356 | ROYAL SOUTH HANTS HOSPITAL | TB SERVICE-CLINIC ROOM 2 | BLOOD PRESSURE MONITOR | M6 COMFORT | 20140501753VG | OMRON HEALTHCARE | PM | 1 | 8
3746 | IN SERVICE | SOL7671 | BROADCAST HOUSE | COMMUNITY NURSING TEAM | ASPIRATOR | LSU | 78311358892 | LAERDAL MEDICAL | PM | 1 | 25
3747 | IN SERVICE | SOL7311 | BITTERNE HEALTH CENTRE | COMMUNITY NURSING TEAM | BLOOD PRESSURE MONITOR | DS54 | 150617173638 | WELCH ALLYN | PM | 1 | 8
3748 | IN SERVICE | SOL3593 | BITTERNE HEALTH CENTRE | COMMUNITY NURSING TEAM | BLOOD PRESSURE MONITOR | DS54 | 1501-31021217 | WELCH ALLYN | PM | 1 | 8
3749 | IN SERVICE | SOL3560 | BITTERNE HEALTH CENTRE | COMMUNITY NURSING TEAM | BLOOD PRESSURE MONITOR | DS54 | 1506-17181147 | WELCH ALLYN | PM | 1 | 8
3750 | IN SERVICE | SOL4467 | ROYAL SOUTH HANTS HOSPITAL | BRAMBLES WARD-LOWER BRAMBLES | MATTRESS PUMP | NIMBUS 4 | NOT FOUND | ARJO HUNTLEIGH | PM | 1 | 45
3751 | IN SERVICE | SOL2351 | ROYAL SOUTH HANTS HOSPITAL | BRAMBLES WARD-LOWER BRAMBLES | MATTRESS PUMP | NIMBUS 3 | 151077058 | ARJO HUNTLEIGH | PM | 1 | 45
3752 | IN SERVICE | SOL4134 | BITTERNE HEALTH CENTRE | SITE SERVICES-CONSULTING ROOM | SCALES | 761 | 2761-062030834 | SECA LTD | PM | 1 | 15
3753 | IN SERVICE | SOL4132 | BITTERNE HEALTH CENTRE | SITE SERVICES-CONSULTING ROOM | SCALES | 761 | 2761-062030839 | SECA LTD | PM | 1 | 15
3754 | IN SERVICE | SOL7614 | RINGWOOD MEDICAL CENTRE | PODIATRY-CLINIC 1 | SCALES | 761 | 2761079097065 | SECA LTD | PM | 1 | 15
3755 | IN SERVICE | SOL1419 | ADELAIDE HEALTH CENTRE | PODIATRY-PODIATRY CLINIC | SCALES | 761 | 2761-079096957 | SECA LTD | PM | 1 | 15
3756 | IN SERVICE | SOL3809 | BROADCAST HOUSE | COMMUNITY NURSING TEAM | BLOOD PRESSURE MONITOR | M7 | 5411171L | OMRON HEALTHCARE | PM | 1 | 8
3757 | IN SERVICE | SOL5717 | ROYAL SOUTH HANTS HOSPITAL | SEXUAL HEALTH | ENDOSCOPY-LIGHT SOURCE | HL150 | 923918 | GRAZEDEAN LTD | PM | 1 | 175
3758 | IN SERVICE | SOL1397 | ADELAIDE HEALTH CENTRE | PODIATRY-PODIATRY CLINIC | PLINTH | BA02H | NOT FOUND | ARJO HUNTLEIGH | PM | 1 | 35
3759 | IN SERVICE | SOL2716 | HYTHE HOSPITAL | PODIATRY-TREATMENT ROOM | LIGHT-EXAMINATION | GS 600 | 140725 | WELCH ALLYN | PM | 1 | 10
3760 | IN SERVICE | SOL1398 | ADELAIDE HEALTH CENTRE | PODIATRY-PODIATRY CLINIC | PLINTH | TREATMENT PLINTH | 503CD09062831 | PLINTH MEDICAL | PM | 1 | 35
3761 | IN SERVICE | SOL1378 | ADELAIDE HEALTH CENTRE | PODIATRY-PODIATRY CLINIC | PLINTH | TREATMENT PLINTH | 503CDTW1507309 | PLINTH MEDICAL | PM | 1 | 35
3763 | IN SERVICE | SOL1415 | ADELAIDE HEALTH CENTRE | PODIATRY-PODIATRY CLINIC | ULTRASOUND MACHINE DIAGNOSTIC | FLEX FOCUS 400 | 5004541 | BK MEDICAL | OEM-AIH | 1 | 375
3766 | IN SERVICE | SOL2373 | ROYAL SOUTH HANTS HOSPITAL | DIABETES CENTRE-PODIATRY | HYDROSURGERY SYSTEM | VERSAJET | 731086-0577 | SMITH & NEPHEW | PM | 1 | 95
3767 | IN SERVICE | SOL4380 | ROYAL SOUTH HANTS HOSPITAL | DIABETES CENTRE-PODIATRY | DOPPLER | SD2 | NOT FOUND | HUNTLEIGH HEALTHCARE | PM | 1 | 30
3768 | IN SERVICE | SOL2369 | ROYAL SOUTH HANTS HOSPITAL | DIABETES CENTRE-PODIATRY | DOPPLER | SD2 | SD2P10205723-08 | HUNTLEIGH HEALTHCARE | PM | 1 | 30
3773 | IN SERVICE | SOL6476 | ROYAL SOUTH HANTS HOSPITAL | SEXUAL HEALTH | COUCH-GYNAECOLOGY | A2255 | IPS-37965 | ARJO HUNTLEIGH | PM | 1 | 20
3778 | IN SERVICE | SOL3599 | BITTERNE HEALTH CENTRE | COMMUNITY NURSING TEAM | SCALES | 761 | 5761005153259 | SECA LTD | PM | 1 | 15
3779 | IN SERVICE | SOL3598 | BITTERNE HEALTH CENTRE | COMMUNITY NURSING TEAM | PULSE OXIMETER-FINGER | 9006368 | 1419-02900095 | HENRY SCHEIN | PM | 1 | 15
3781 | IN SERVICE | SOL7276 | BITTERNE HEALTH CENTRE | COMMUNITY NURSING TEAM | BLOOD PRESSURE MONITOR | DS54 | 160208085029 | WELCH ALLYN | PM | 1 | 8
3782 | IN SERVICE | SOL7285 | BITTERNE HEALTH CENTRE | EAST COMMUNITY INDEPENDENCE TEAM-WESTWOOD HOUSE | BLOOD PRESSURE MONITOR | DS54 | 160204100837 | WELCH ALLYN | PM | 1 | 8
3787 | IN SERVICE | SOL7364 | BITTERNE HEALTH CENTRE | COMMUNITY NURSING TEAM | THERMOMETER | ET-100A | NOT FOUND | TIMESCO | PM | 1 | 15
3788 | IN SERVICE | SOL7344 | BITTERNE HEALTH CENTRE | COMMUNITY NURSING TEAM | BLOOD PRESSURE MONITOR | AC0312 | 140500401 | ACCOSON | PM | 1 | 8
3789 | IN SERVICE | SOL3557 | BITTERNE HEALTH CENTRE | COMMUNITY NURSING TEAM | SCALES | 761 | 2761140136258 | SECA LTD | PM | 1 | 15
3795 | IN SERVICE | SOL3531 | BROADCAST HOUSE | COMMUNITY NURSING TEAM | THERMOMETER | THERMOSCAN 6020 | 31014K34135 | BRAUN | PM | 1 | 15
3796 | IN SERVICE | SOL3540 | ROYAL SOUTH HANTS HOSPITAL | COMMUNITY NURSING TEAM | THERMOMETER | THERMOSCAN 6020 | 30114K47285 | BRAUN | PM | 1 | 15
3798 | IN SERVICE | SOL3582 | BITTERNE HEALTH CENTRE | COMMUNITY NURSING TEAM | THERMOMETER | THERMOSCAN 6020 | 30114K43484 | BRAUN | PM | 1 | 15
3799 | IN SERVICE | SOL7342 | BITTERNE HEALTH CENTRE | COMMUNITY NURSING TEAM | THERMOMETER | THERMOSCAN 6020 | 30114K33065 | BRAUN | PM | 1 | 15
3802 | IN SERVICE | SOL3604 | ROYAL SOUTH HANTS HOSPITAL | COMMUNITY NURSING TEAM | THERMOMETER | THERMOSCAN 6020 | 30114K34974 | BRAUN | PM | 1 | 15
3803 | IN SERVICE | SOL3591 | BITTERNE HEALTH CENTRE | COMMUNITY NURSING TEAM | THERMOMETER | THERMOSCAN 6020 | 30114K33083 | BRAUN | PM | 1 | 15
3805 | IN SERVICE | SOL3530 | BITTERNE HEALTH CENTRE | COMMUNITY NURSING TEAM | PULSE OXIMETER-FINGER | 9006368 | 142319900323 | HENRY SCHEIN | PM | 1 | 15
3806 | IN SERVICE | SOL8164 | BITTERNE HEALTH CENTRE | COMMUNITY NURSING TEAM | PULSE OXIMETER-FINGER | 9006368 | 142319000369 | HENRY SCHEIN | PM | 1 | 15
3807 | IN SERVICE | SOL7272 | BITTERNE HEALTH CENTRE | COMMUNITY NURSING TEAM | PULSE OXIMETER-FINGER | 9006368 | 142319900225 | HENRY SCHEIN | PM | 1 | 15
3808 | IN SERVICE | SOL3570 | BITTERNE HEALTH CENTRE | COMMUNITY NURSING TEAM | PULSE OXIMETER-FINGER | 9006368 | 1423-19900334 | HENRY SCHEIN | PM | 1 | 15
3809 | IN SERVICE | SOL7363 | BITTERNE HEALTH CENTRE | COMMUNITY NURSING TEAM | PULSE OXIMETER-FINGER | 9006368 | 1419-28300818 | HENRY SCHEIN | PM | 1 | 15
3810 | IN SERVICE | SOL7310 | BITTERNE HEALTH CENTRE | COMMUNITY NURSING TEAM | PULSE OXIMETER-FINGER | 9006368 | 142319901006 | HENRY SCHEIN | PM | 1 | 15
3811 | IN SERVICE | SOL3539 | ROYAL SOUTH HANTS HOSPITAL | COMMUNITY NURSING TEAM | PULSE OXIMETER-FINGER | 9006368 | 1423-19900322 | HENRY SCHEIN | PM | 1 | 15
3812 | IN SERVICE | SOL7313 | BITTERNE HEALTH CENTRE | COMMUNITY NURSING TEAM | PULSE OXIMETER-FINGER | N9590 | 501522146 | NONIN | PM | 1 | 15
3816 | IN SERVICE | SOL3611 | BITTERNE HEALTH CENTRE | COMMUNITY NURSING TEAM | NEBULISER | NEBULAIR | 11A7680019 | FLAEM NUOVA | PM | 1 | 15
3819 | IN SERVICE | SOL3527 | BITTERNE HEALTH CENTRE | COMMUNITY NURSING TEAM | BLOOD PRESSURE MONITOR | DURASHOCK DS65 | 1012-10071752 | WELCH ALLYN | PM | 1 | 8
3820 | IN SERVICE | SOL3565 | BROADCAST HOUSE | COMMUNITY NURSING TEAM | BLOOD PRESSURE MONITOR | DURASHOCK DS65 | 1009-22091242 | WELCH ALLYN | PM | 1 | 8
3822 | IN SERVICE | SOL7360 | BITTERNE HEALTH CENTRE | COMMUNITY NURSING TEAM | DOPPLER | D900 | KAJG5-19136 | HUNTLEIGH HEALTHCARE | PM | 1 | 30
3823 | IN SERVICE | SOL3581 | BITTERNE HEALTH CENTRE | COMMUNITY NURSING TEAM | BLOOD PRESSURE MONITOR | DURASHOCK DS65 | 90908075711 | WELCH ALLYN | PM | 1 | 8
3827 | IN SERVICE | SOL7296 | BITTERNE HEALTH CENTRE | EAST COMMUNITY INDEPENDENCE TEAM-WESTWOOD HOUSE | ECG MACHINE | CT3000I | 85445 | SECA LTD | PM | 1 | 88
3828 | IN SERVICE | SOL1654 | ADELAIDE HEALTH CENTRE | CHILDREN COMMUNITY NURSING TEAM-LEVEL 2 | HUMIDIFIER | MR850 | 80616018340 | FISHER & PAYKEL | PM | 1 | 55
3830 | IN SERVICE | SOL7328 | BITTERNE HEALTH CENTRE | EAST COMMUNITY INDEPENDENCE TEAM-WESTWOOD HOUSE | PULSE OXIMETER-FINGER | 9006368 | 132228300146 | HENRY SCHEIN | PM | 1 | 15
3831 | IN SERVICE | SOL7315 | BITTERNE HEALTH CENTRE | EAST COMMUNITY INDEPENDENCE TEAM-WESTWOOD HOUSE | PULSE OXIMETER-FINGER | 9006368 | NOT FOUND | HENRY SCHEIN | PM | 1 | 15
3834 | IN SERVICE | SOL3534 | BITTERNE HEALTH CENTRE | COMMUNITY NURSING TEAM | PULSE OXIMETER-FINGER | 9006368 | 13222830010 | HENRY SCHEIN | PM | 1 | 15
3835 | IN SERVICE | SOL7277 | BITTERNE HEALTH CENTRE | EAST COMMUNITY INDEPENDENCE TEAM-WESTWOOD HOUSE | BLOOD PRESSURE MONITOR | UA-767 | 5100106156 | A&D INSTRUMENTS | PM | 1 | 8
3837 | IN SERVICE | SOL3551 | BITTERNE HEALTH CENTRE | COMMUNITY NURSING TEAM | PULSE OXIMETER-FINGER | ONYX | 501151219 | NONIN | PM | 1 | 15
3841 | IN SERVICE | SOL7320 | BITTERNE HEALTH CENTRE | COMMUNITY NURSING TEAM | LIGHT-HEAD TORCH WITH CHARGER | 1702-P-1037 | NOT FOUND | KEELER | PM | 1 | 5
3844 | IN SERVICE | SOL7330 | BITTERNE HEALTH CENTRE | EAST COMMUNITY INDEPENDENCE TEAM-WESTWOOD HOUSE | BLOOD PRESSURE MONITOR | DS54 | 130715194334 | WELCH ALLYN | PM | 1 | 8
3847 | IN SERVICE | SOL7909 | ADELAIDE HEALTH CENTRE | CHILDREN COMMUNITY NURSING TEAM-LEVEL 2 | HUMIDIFIER | HC150AEK | 130222001969 | FISHER & PAYKEL | PM | 1 | 25
3851 | IN SERVICE | SOL5313 | ADELAIDE HEALTH CENTRE | CHILDREN COMMUNITY NURSING TEAM-LEVEL 2 | ASPIRATOR | 7305U | PU11222 | DRIVE DEVILBISS | PM | 1 | 25
3854 | IN SERVICE | SOL7907 | ADELAIDE HEALTH CENTRE | CHILDREN COMMUNITY NURSING TEAM-LEVEL 2 | PULSE OXIMETER-HANDHELD | N560 | 11106030067 | NELLCOR | PM | 1 | 55
3855 | IN SERVICE | SOL5557 | ROYAL SOUTH HANTS HOSPITAL | COMMUNITY INDEPENDENCE SERVICE-LEVEL A | BLOOD PRESSURE MONITOR | UA-767 | 5110701957 | A&D INSTRUMENTS | PM | 1 | 8
3856 | IN SERVICE | SOL5098 | ROYAL SOUTH HANTS HOSPITAL | COMMUNITY NURSING TEAM | BLOOD PRESSURE MONITOR | BP3AC1-1 | 51700143 | MICROLIFE HEALTH | PM | 1 | 8
3860 | IN SERVICE | SOL3993 | BITTERNE HEALTH CENTRE | COPD-STORE ROOM | NEBULISER | AC2000 HI FLO | NOT FOUND | HS CLEMENT CLARKE | PM | 1 | 15
3861 | IN SERVICE | SOL4330 | ROYAL SOUTH HANTS HOSPITAL | DIABETES CENTRE-COPD | NEBULISER | AC2000 HI FLO | 15376 | HS CLEMENT CLARKE | PM | 1 | 15
3865 | IN SERVICE | SOL3769 | BROADCAST HOUSE | COMMUNITY NURSING TEAM | DOPPLER | D900 | 900LX0A35631-09 | HUNTLEIGH HEALTHCARE | PM | 1 | 30
3869 | IN SERVICE | SOL4465 | ROYAL SOUTH HANTS HOSPITAL | BRAMBLES WARD-LOWER BRAMBLES | MATTRESS PUMP | NIMBUS 4 | NOT FOUND | ARJO HUNTLEIGH | PM | 1 | 45
3873 | IN SERVICE | SOL7304 | BITTERNE HEALTH CENTRE | EAST COMMUNITY INDEPENDENCE TEAM-WESTWOOD HOUSE | BLOOD PRESSURE MONITOR | UA-767 | 5140901069 | A&D INSTRUMENTS | PM | 1 | 8
3874 | IN SERVICE | SOL2277 | SEMBAL HOUSE | RAPID RESPONSE TEAM-OFFICE | NEBULISER | PORTA-NEB | 10A9420055 | PHILIPS HEALTHCARE | PM | 1 | 15
3877 | IN SERVICE | SOL3800 | BROADCAST HOUSE | COMMUNITY NURSING TEAM | THERMOMETER | GENTLE TEMP 510 | 20090601246UF | OMRON HEALTHCARE | PM | 1 | 15
3881 | IN SERVICE | SOL7268 | BITTERNE HEALTH CENTRE | COMMUNITY NURSING TEAM | ASPIRATOR | 7314P-U | 4PU005119 | DRIVE DEVILBISS | PM | 1 | 25
3882 | IN SERVICE | SOL5416 | ADELAIDE HEALTH CENTRE | CHILDREN COMMUNITY NURSING TEAM-LEVEL 2 | ASPIRATOR | DEVILBISS | PU110199 | SUNRISE MEDICAL | PM | 1 | 25
3883 | IN SERVICE | SOL5419 | ADELAIDE HEALTH CENTRE | CHILDREN COMMUNITY NURSING TEAM-LEVEL 2 | PULSE OXIMETER-HANDHELD | NPB40 | G00804197 | COVIDIEN | PM | 1 | 55
3886 | IN SERVICE | SOL7279 | BITTERNE HEALTH CENTRE | COMMUNITY NURSING TEAM | THERMOMETER | ST613CBP | NOT FOUND | PROACT MEDICAL | PM | 1 | 15
3888 | IN SERVICE | SOL7351 | BITTERNE HEALTH CENTRE | COMMUNITY NURSING TEAM | BLOOD PRESSURE MONITOR | UA-767 | 5130601742 | A&D INSTRUMENTS | PM | 1 | 8
3889 | IN SERVICE | SOL5195 | ADELAIDE HEALTH CENTRE | CHILDREN COMMUNITY NURSING TEAM-LEVEL 2 | PULSE OXIMETER-HANDHELD | N560 | 5195 | NELLCOR | PM | 1 | 55
3890 | IN SERVICE | SOL2278 | SEMBAL HOUSE | RAPID RESPONSE TEAM-OFFICE | NEBULISER | PORTA-NEB | 08A1560724 | PHILIPS HEALTHCARE | PM | 1 | 15
3891 | IN SERVICE | SOL1402 | ADELAIDE HEALTH CENTRE | PODIATRY-PODIATRY CLINIC | DOPPLER | D900 | D900X0541444-01 | HUNTLEIGH HEALTHCARE | PM | 1 | 30
3892 | IN SERVICE | SOL4454 | ROYAL SOUTH HANTS HOSPITAL | BRAMBLES WARD-LOWER BRAMBLES | MATTRESS PUMP | NIMBUS 4 | NOT FOUND | ARJO HUNTLEIGH | PM | 1 | 45
3893 | IN SERVICE | SOL5097 | ROYAL SOUTH HANTS HOSPITAL | COMMUNITY INDEPENDENCE SERVICE-LEVEL A | BLOOD PRESSURE MONITOR | UA-705 | 5101000402 | A&D INSTRUMENTS | PM | 1 | 8
3895 | IN SERVICE | SOL6012 | BATTENBURG AVENUE CLINIC | COMMUNITY PAEDIATRIC MEDICAL SERVICES | ENURESIS ALARM | M03 | NOT FOUND | MALEM MEDICAL | PM | 1 | 10
3908 | IN SERVICE | SOL1536 | ADELAIDE HEALTH CENTRE | CHILDREN CONTINENCE-LEVEL 2 | ENURESIS ALARM | M03 | NOT FOUND | MALEM MEDICAL | PM | 1 | 10
3913 | IN SERVICE | SOL6154 | ADELAIDE HEALTH CENTRE | CHILDREN CONTINENCE-LEVEL 2 | ENURESIS ALARM | M03 | NOT FOUND | MALEM MEDICAL | PM | 1 | 10
3923 | IN SERVICE | SOL6077 | ADELAIDE HEALTH CENTRE | CHILDREN CONTINENCE-LEVEL 2 | ENURESIS ALARM | M03 | NOT FOUND | MALEM MEDICAL | PM | 1 | 10
3926 | IN SERVICE | SOL6008 | ADELAIDE HEALTH CENTRE | CHILDREN CONTINENCE-LEVEL 2 | ENURESIS ALARM | M03 | NOT FOUND | MALEM MEDICAL | PM | 1 | 10
3928 | IN SERVICE | SOL6007 | ADELAIDE HEALTH CENTRE | CHILDREN CONTINENCE-LEVEL 2 | ENURESIS ALARM | M03 | NOT FOUND | MALEM MEDICAL | PM | 1 | 10
3942 | IN SERVICE | SOL5069 | BROADCAST HOUSE | COMMUNITY NURSING TEAM | INFUSION PUMP-SYRINGE | T34 | 17672 | CME MCKINLEY | PM | 1 | 55
3947 | IN SERVICE | SOL3874 | BITTERNE HEALTH CENTRE | COMMUNITY NURSING TEAM | INFUSION PUMP-SYRINGE | T34 | S42150 | CME MCKINLEY | PM | 1 | 55
3948 | IN SERVICE | SOL3572 | BITTERNE HEALTH CENTRE | COMMUNITY NURSING TEAM | ASPIRATOR | 7314P | 4PU005120 | DRIVE DEVILBISS | PM | 1 | 25
3959 | IN SERVICE | SOL1729 | BITTERNE HEALTH CENTRE | CARDIAC SERVICES-UTILITY ROOM | ECG MACHINE | P80 POWER | 1092 | SECA LTD | PM | 1 | 88
3960 | IN SERVICE | SOL1332 | WESTERN COMMUNITY HOSPITAL | SNOWDON WARD-MAIN BLOCK | VITAL SIGNS MONITOR | 420 SERIES | NOT FOUND | WELCH ALLYN | PM | 1 | 55
3964 | IN SERVICE | SOL1730 | BITTERNE HEALTH CENTRE | CARDIAC SERVICES-UTILITY ROOM | ECG MACHINE | P80 POWER | 1090 | SECA LTD | PM | 1 | 88
3966 | IN SERVICE | SOL1868 | ST MARY'S COMMUNITY HEALTH CAMPUS | PODIATRY-PODIATRY CLINIC | DOPPLER | MD2 | MD2P10209060-07 | HUNTLEIGH HEALTHCARE | PM | 1 | 30
3967 | IN SERVICE | SOL1518 | ADELAIDE HEALTH CENTRE | CARDIAC SERVICES-FIRST FLOOR | SCALES | 761 | 2761-082097373 | SECA LTD | PM | 1 | 15
3968 | IN SERVICE | SOL1507 | ADELAIDE HEALTH CENTRE | CARDIAC SERVICES-FIRST FLOOR | SCALES | 761 | 2761-082097364 | SECA LTD | PM | 1 | 15
3969 | IN SERVICE | SOL1431 | ADELAIDE HEALTH CENTRE | PHYSIOTHERAPY-GROUND FLOOR | SCALES | 761 | 2761-079096998 | SECA LTD | PM | 1 | 15
3970 | IN SERVICE | SOL1509 | ADELAIDE HEALTH CENTRE | CARDIAC SERVICES-FIRST FLOOR | SCALES | 761 | 2761-146092166 | SECA LTD | PM | 1 | 15
3971 | IN SERVICE | SOL1502 | ADELAIDE HEALTH CENTRE | CARDIAC SERVICES-FIRST FLOOR | SCALES | 761 | 2761-082097368 | SECA LTD | PM | 1 | 15
3972 | IN SERVICE | SOL1514 | ADELAIDE HEALTH CENTRE | CARDIAC SERVICES-FIRST FLOOR | SCALES | 761 | 2761-079096940 | SECA LTD | PM | 1 | 15
3974 | IN SERVICE | SOL3924 | ADELAIDE HEALTH CENTRE | CHILDREN COMMUNITY NURSING TEAM-LEVEL 2 | NEBULISER | PARI BOY | 2W10I05848 | PARI MEDICAL LTD | PM | 1 | 15
3981 | IN SERVICE | SOL1638 | ADELAIDE HEALTH CENTRE | CHILDREN COMMUNITY NURSING TEAM-LEVEL 2 | DOPPLER | D900 | 900LX0171740-15 | HUNTLEIGH HEALTHCARE | PM | 1 | 30
3983 | IN SERVICE | SOL4532 | ROYAL SOUTH HANTS HOSPITAL | FANSHAWE WARD | MATTRESS PUMP | NIMBUS 4 | 1200041401 | ARJO HUNTLEIGH | PM | 1 | 45
3984 | IN SERVICE | SOL3567 | BITTERNE HEALTH CENTRE | COMMUNITY NURSING TEAM | BLOOD PRESSURE MONITOR | DS54 | 1311-12101323 | WELCH ALLYN | PM | 1 | 8
3985 | IN SERVICE | SOL4362 | WESTERN COMMUNITY HOSPITAL | KITE UNIT | HOIST | VIKING XL | 800829 | LIKO | OEM-MEDACO | 1 | 90
3990 | IN SERVICE | SOL4475 | WESTERN COMMUNITY HOSPITAL | SNOWDON WARD-MAIN BLOCK | MATTRESS PUMP | NIMBUS 3 | NOT FOUND | ARJO HUNTLEIGH | PM | 1 | 45
3993 | IN SERVICE | SOL3579 | BITTERNE HEALTH CENTRE | COMMUNITY NURSING TEAM | INFUSION PUMP-SYRINGE | T34 | 16893 | CME MCKINLEY | PM | 1 | 55
3994 | IN SERVICE | SOL1539 | ADELAIDE HEALTH CENTRE | CHILDREN CONTINENCE-LEVEL 2 | ENURESIS ALARM | M03 | NOT FOUND | MALEM MEDICAL | PM | 1 | 10
4010 | IN SERVICE | SOL5298 | ROYAL SOUTH HANTS HOSPITAL | COMMUNITY NURSING TEAM | BLOOD PRESSURE MONITOR | DURASHOCK DS65 | 141109004918 | WELCH ALLYN | PM | 1 | 8
4017 | IN SERVICE | SOL3500 | BROADCAST HOUSE | COMMUNITY NURSING TEAM | INFUSION PUMP-SYRINGE | T34 | S49292 | CME MCKINLEY | PM | 1 | 55
4020 | IN SERVICE | SOL5265 | ROYAL SOUTH HANTS HOSPITAL | COMMUNITY NURSING TEAM | PULSE OXIMETER-FINGER | 9006368 | 132528300386 | HENRY SCHEIN | PM | 1 | 15
4023 | IN SERVICE | SOL3517 | BROADCAST HOUSE | COMMUNITY NURSING TEAM | EAR IRRIGATOR | PROPULSE NG | 25-34525/2012 | MIRAGE HEALTH | PM | 1 | 30
4025 | IN SERVICE | SOL7654 | ADELAIDE HEALTH CENTRE | CHILDREN COMMUNITY NURSING TEAM-LEVEL 2 | PULSE OXIMETER-HANDHELD | N560 | 11114030072 | NELLCOR | PM | 1 | 55
4026 | IN SERVICE | SOL7379 | BROADCAST HOUSE | COMMUNITY NURSING TEAM | BLOOD PRESSURE MONITOR | DURASHOCK DS65 | 130819183512 | WELCH ALLYN | PM | 1 | 8
4027 | IN SERVICE | SOL3812 | BROADCAST HOUSE | COMMUNITY NURSING TEAM | THERMOMETER | THERMOSCAN | 24812K02035 | BRAUN | PM | 1 | 15
4028 | IN SERVICE | SOL4426 | ROYAL SOUTH HANTS HOSPITAL | BRAMBLES WARD-LOWER BRAMBLES | ECG MACHINE | CP150 | NOT FOUND | WELCH ALLYN | PM | 1 | 88
4029 | IN SERVICE | SOL2343 | ROYAL SOUTH HANTS HOSPITAL | BRAMBLES WARD-LOWER BRAMBLES | VITAL SIGNS MONITOR | 420 SERIES | NOT FOUND | WELCH ALLYN | PM | 1 | 55
4030 | IN SERVICE | SOL4423 | ROYAL SOUTH HANTS HOSPITAL | BRAMBLES WARD-LOWER BRAMBLES | VITAL SIGNS MONITOR | 420 SERIES | NOT FOUND | WELCH ALLYN | PM | 1 | 55
4031 | IN SERVICE | SOL4430 | ROYAL SOUTH HANTS HOSPITAL | BRAMBLES WARD-LOWER BRAMBLES | VITAL SIGNS MONITOR | 420 SERIES | 201402878 | WELCH ALLYN | PM | 1 | 55
4032 | IN SERVICE | SOL4372 | ROYAL SOUTH HANTS HOSPITAL | BRAMBLES WARD-LOWER BRAMBLES | VITAL SIGNS MONITOR | 420 SERIES | NOT FOUND | WELCH ALLYN | PM | 1 | 55
4033 | IN SERVICE | SOL4424 | ROYAL SOUTH HANTS HOSPITAL | BRAMBLES WARD-LOWER BRAMBLES | VITAL SIGNS MONITOR | 420 SERIES | NOT FOUND | WELCH ALLYN | PM | 1 | 55
4034 | IN SERVICE | SOL3775 | BROADCAST HOUSE | COMMUNITY NURSING TEAM | BLOOD PRESSURE MONITOR | DURASHOCK DS65 | 1410-18165418 | WELCH ALLYN | PM | 1 | 8
4035 | IN SERVICE | SOL7468 | BITTERNE HEALTH CENTRE | COMMUNITY NURSING TEAM | BLOOD PRESSURE MONITOR | 322 | 140100470 | ACCOSON | PM | 1 | 8
4038 | IN SERVICE | SOL4498 | ROYAL SOUTH HANTS HOSPITAL | NICHOLSTOWN SURGERY | DIAGNOSTIC SET | DOUBLE CHARGER | NOT FOUND | KEELER | PM | 1 | 5
4039 | IN SERVICE | SOL0864 | JUBILEE HOUSE | INPATIENT UNIT-END OF LIFE CARE | HOIST | VIKING XL | 801845 | LIKO | OEM-MEDACO | 1 | 90
4040 | IN SERVICE | SOL4417 | ROYAL SOUTH HANTS HOSPITAL | BRAMBLES WARD-LOWER BRAMBLES | HOIST | VIKING XL | 800856 | LIKO | OEM-MEDACO | 1 | 90
4041 | IN SERVICE | SOL4610 | ROYAL SOUTH HANTS HOSPITAL | FANSHAWE WARD | HOIST-ELECTRIC | VIKING XL | 801846 | HILLROM | OEM-MEDACO | 1 | 90
4053 | IN SERVICE | SOL2287 | SEMBAL HOUSE | RAPID RESPONSE TEAM-OFFICE | BLOOD PRESSURE MONITOR | DS54 | 1404-23111717 | WELCH ALLYN | PM | 1 | 8
4054 | IN SERVICE | SOL7590 | SEMBAL HOUSE | RAPID RESPONSE TEAM-OFFICE | BLOOD PRESSURE MONITOR | DS54 | 130430075322 | WELCH ALLYN | PM | 1 | 8
4060 | IN SERVICE | SOL2565 | SEMBAL HOUSE | RAPID RESPONSE TEAM-OFFICE | PULSE OXIMETER-FINGER | MD300C2 | 1231-26105077 | BEIJING CHOICE ELECTRONICS | PM | 1 | 15
4062 | IN SERVICE | SOL7587 | SEMBAL HOUSE | RAPID RESPONSE TEAM-OFFICE | PULSE OXIMETER-FINGER | MD300CF3 | 124837900922 | BEIJING CHOICE ELECTRONICS | PM | 1 | 15
4064 | IN SERVICE | SOL3886 | BITTERNE HEALTH CENTRE | COMMUNITY NURSING TEAM | THERMOMETER | GENTLE TEMP 510 | 20140400414UF | OMRON HEALTHCARE | PM | 1 | 15
4065 | IN SERVICE | SOL7469 | BITTERNE HEALTH CENTRE | COMMUNITY NURSING TEAM | THERMOMETER | GENTLE TEMP 510 | 20140400412UF | OMRON HEALTHCARE | PM | 1 | 15
4070 | IN SERVICE | SOL4557 | ROYAL SOUTH HANTS HOSPITAL | FANSHAWE WARD | NEBULISER | PORTA-NEB | NOT FOUND | PHILIPS HEALTHCARE | PM | 1 | 15
4071 | IN SERVICE | SOL1646 | ADELAIDE HEALTH CENTRE | CHILDREN COMMUNITY NURSING TEAM-LEVEL 2 | ASPIRATOR | 7305U | PU110226 | DRIVE DEVILBISS | PM | 1 | 25
4072 | IN SERVICE | SOL1250 | WESTERN COMMUNITY HOSPITAL | SNOWDON WARD-MAIN BLOCK | ARTIFICIAL LARYNX | LIGHTWRITER SL35M | 8861 | TOBY CHURCHILL | PM | 1 | 20
4079 | IN SERVICE | SOL6574 | ADELAIDE HEALTH CENTRE | CHILDREN COMMUNITY NURSING TEAM-LEVEL 2 | ASPIRATOR | 7305U | NOT FOUND | DRIVE DEVILBISS | PM | 1 | 25
4082 | IN SERVICE | SOL5441 | ROYAL SOUTH HANTS HOSPITAL | COMMUNITY NURSING TEAM | ASPIRATOR | 7305P-U | 4PU002117 | DRIVE DEVILBISS | PM | 1 | 25
4083 | IN SERVICE | SOL1248 | WESTERN COMMUNITY HOSPITAL | SNOWDON WARD-MAIN BLOCK | MATTRESS PUMP | NIMBUS 3 | 1300011465 | ARJO HUNTLEIGH | PM | 1 | 45
4084 | IN SERVICE | SOL6973 | ADELAIDE HEALTH CENTRE | CHILDREN COMMUNITY NURSING TEAM-LEVEL 2 | ASPIRATOR | 7305U | PU110212 | DRIVE DEVILBISS | PM | 1 | 25
4085 | IN SERVICE | SOL3805 | BROADCAST HOUSE | COMMUNITY NURSING TEAM | BLOOD PRESSURE MONITOR | M6 AC | 20100302449VF | OMRON HEALTHCARE | PM | 1 | 8
4088 | IN SERVICE | SOL5253 | WESTERN COMMUNITY HOSPITAL | SNOWDON WARD-MAIN BLOCK | ARTIFICIAL LARYNX | LIGHTWRITER SL35M | 12050 | TOBY CHURCHILL | PM | 1 | 20
4104 | IN SERVICE | SOL7178 | ADELAIDE HEALTH CENTRE | CHILDREN CONTINENCE-LEVEL 2 | ENURESIS ALARM | M03 | NOT FOUND | MALEM MEDICAL | PM | 1 | 10
4118 | IN SERVICE | SOL1777 | ADELAIDE HEALTH CENTRE | CHILDREN CONTINENCE-LEVEL 2 | ENURESIS ALARM | M04 | NOT FOUND | MALEM MEDICAL | PM | 1 | 10
4120 | IN SERVICE | SOL1786 | ADELAIDE HEALTH CENTRE | CHILDREN CONTINENCE-LEVEL 2 | ENURESIS ALARM | M04 | NOT FOUND | MALEM MEDICAL | PM | 1 | 10
4122 | IN SERVICE | SOL1795 | ADELAIDE HEALTH CENTRE | CHILDREN CONTINENCE-LEVEL 2 | ENURESIS ALARM | M04 | NOT FOUND | MALEM MEDICAL | PM | 1 | 10
4123 | IN SERVICE | SOL1780 | BATTENBURG AVENUE CLINIC | COMMUNITY PAEDIATRIC MEDICAL SERVICES | ENURESIS ALARM | M04 | NOT FOUND | MALEM MEDICAL | PM | 1 | 10
4124 | IN SERVICE | SOL1783 | ADELAIDE HEALTH CENTRE | CHILDREN CONTINENCE-LEVEL 2 | ENURESIS ALARM | M04 | NOT FOUND | MALEM MEDICAL | PM | 1 | 10
4125 | IN SERVICE | SOL1788 | ADELAIDE HEALTH CENTRE | CHILDREN CONTINENCE-LEVEL 2 | ENURESIS ALARM | M04 | NOT FOUND | MALEM MEDICAL | PM | 1 | 10
4129 | IN SERVICE | SOL1785 | ADELAIDE HEALTH CENTRE | CHILDREN CONTINENCE-LEVEL 2 | ENURESIS ALARM | M04 | NOT FOUND | MALEM MEDICAL | PM | 1 | 10
4130 | IN SERVICE | SOL1791 | ADELAIDE HEALTH CENTRE | CHILDREN CONTINENCE-LEVEL 2 | ENURESIS ALARM | M04 | NOT FOUND | MALEM MEDICAL | PM | 1 | 10
4132 | IN SERVICE | SOL1789 | ADELAIDE HEALTH CENTRE | CHILDREN CONTINENCE-LEVEL 2 | ENURESIS ALARM | M04 | NOT FOUND | MALEM MEDICAL | PM | 1 | 10
4133 | IN SERVICE | SOL1779 | ADELAIDE HEALTH CENTRE | CHILDREN CONTINENCE-LEVEL 2 | ENURESIS ALARM | M04 | NOT FOUND | MALEM MEDICAL | PM | 1 | 10
4138 | IN SERVICE | SOL1801 | ADELAIDE HEALTH CENTRE | CHILDREN CONTINENCE-LEVEL 2 | ENURESIS ALARM | M04 | NOT FOUND | MALEM MEDICAL | PM | 1 | 10
4139 | IN SERVICE | SOL1776 | ADELAIDE HEALTH CENTRE | CHILDREN CONTINENCE-LEVEL 2 | ENURESIS ALARM | M04 | NOT FOUND | MALEM MEDICAL | PM | 1 | 10
4141 | IN SERVICE | SOL1802 | ADELAIDE HEALTH CENTRE | CHILDREN CONTINENCE-LEVEL 2 | ENURESIS ALARM | M04 | NOT FOUND | MALEM MEDICAL | PM | 1 | 10
4142 | IN SERVICE | SOL1793 | ADELAIDE HEALTH CENTRE | CHILDREN CONTINENCE-LEVEL 2 | ENURESIS ALARM | M04 | NOT FOUND | MALEM MEDICAL | PM | 1 | 10
4143 | IN SERVICE | SOL7184 | ADELAIDE HEALTH CENTRE | CHILDREN CONTINENCE-LEVEL 2 | ENURESIS ALARM | M04 | 240217 | MALEM MEDICAL | PM | 1 | 10
4144 | IN SERVICE | SOL7169 | ADELAIDE HEALTH CENTRE | CHILDREN CONTINENCE-LEVEL 2 | ENURESIS ALARM | M04 | NOT FOUND | MALEM MEDICAL | PM | 1 | 10
4145 | IN SERVICE | SOL1800 | ADELAIDE HEALTH CENTRE | CHILDREN CONTINENCE-LEVEL 2 | ENURESIS ALARM | M04 | NOT FOUND | MALEM MEDICAL | PM | 1 | 10
4146 | IN SERVICE | SOL1796 | ADELAIDE HEALTH CENTRE | CHILDREN CONTINENCE-LEVEL 2 | ENURESIS ALARM | M04 | NOT FOUND | MALEM MEDICAL | PM | 1 | 10
4147 | IN SERVICE | SOL1782 | ADELAIDE HEALTH CENTRE | CHILDREN CONTINENCE-LEVEL 2 | ENURESIS ALARM | M04 | NOT FOUND | MALEM MEDICAL | PM | 1 | 10
4148 | IN SERVICE | SOL1787 | ADELAIDE HEALTH CENTRE | CHILDREN CONTINENCE-LEVEL 2 | ENURESIS ALARM | M04 | NOT FOUND | MALEM MEDICAL | PM | 1 | 10
4150 | IN SERVICE | SOL1804 | ADELAIDE HEALTH CENTRE | CHILDREN CONTINENCE-LEVEL 2 | ENURESIS ALARM | M04 | NOT FOUND | MALEM MEDICAL | PM | 1 | 10
4151 | IN SERVICE | SOL1784 | ADELAIDE HEALTH CENTRE | CHILDREN CONTINENCE-LEVEL 2 | ENURESIS ALARM | M04 | NOT FOUND | MALEM MEDICAL | PM | 1 | 10
4153 | IN SERVICE | SOL1799 | BATTENBURG AVENUE CLINIC | COMMUNITY PAEDIATRIC MEDICAL SERVICES | ENURESIS ALARM | M04 | NOT FOUND | MALEM MEDICAL | PM | 1 | 10
4154 | IN SERVICE | SOL1790 | ADELAIDE HEALTH CENTRE | CHILDREN CONTINENCE-LEVEL 2 | ENURESIS ALARM | M04 | NOT FOUND | MALEM MEDICAL | PM | 1 | 10
4156 | IN SERVICE | SOL1797 | ADELAIDE HEALTH CENTRE | CHILDREN CONTINENCE-LEVEL 2 | ENURESIS ALARM | M04 | NOT FOUND | MALEM MEDICAL | PM | 1 | 10
4157 | IN SERVICE | SOL1803 | ADELAIDE HEALTH CENTRE | CHILDREN CONTINENCE-LEVEL 2 | ENURESIS ALARM | M04 | NOT FOUND | MALEM MEDICAL | PM | 1 | 10
4158 | IN SERVICE | SOL1798 | ADELAIDE HEALTH CENTRE | CHILDREN CONTINENCE-LEVEL 2 | ENURESIS ALARM | M04 | NOT FOUND | MALEM MEDICAL | PM | 1 | 10
4161 | IN SERVICE | SOL4000 | ADELAIDE HEALTH CENTRE | CHILDREN CONTINENCE-LEVEL 2 | ENURESIS ALARM | M04 | 240527 | MALEM MEDICAL | PM | 1 | 10
4164 | IN SERVICE | SOL6019 | ADELAIDE HEALTH CENTRE | CHILDREN CONTINENCE-LEVEL 2 | ENURESIS ALARM | M04 | 240327 | MALEM MEDICAL | PM | 1 | 10
4167 | IN SERVICE | SOL1324 | WESTERN COMMUNITY HOSPITAL | SNOWDON WARD-MAIN BLOCK | BLOOD PRESSURE MONITOR | MAXI STABIL 3 | 8520426 | WELCH ALLYN | PM | 1 | 8
4178 | IN SERVICE | SOL3818 | BROADCAST HOUSE | COMMUNITY NURSING TEAM | BLOOD PRESSURE MONITOR | DURASHOCK DS65 | 60418102713 | WELCH ALLYN | PM | 1 | 8
4180 | IN SERVICE | SOL1666 | ADELAIDE HEALTH CENTRE | CHILDREN COMMUNITY NURSING TEAM-LEVEL 2 | ASPIRATOR | 7305U | PU110185 | DRIVE DEVILBISS | PM | 1 | 25
4183 | IN SERVICE | SOL4605 | ROYAL SOUTH HANTS HOSPITAL | FANSHAWE WARD | VITAL SIGNS MONITOR | 420 SERIES | NOT FOUND | WELCH ALLYN | PM | 1 | 55
4186 | IN SERVICE | SOL2297 | SEMBAL HOUSE | RAPID RESPONSE TEAM-OFFICE | ASPIRATOR | 7314P | 4PU002030 | DRIVE DEVILBISS | PM | 1 | 25
4193 | IN SERVICE | SOL7904 | ADELAIDE HEALTH CENTRE | CHILDREN COMMUNITY NURSING TEAM-LEVEL 2 | ASPIRATOR | 7305U | PU116599 | DRIVE DEVILBISS | PM | 1 | 25
4195 | IN SERVICE | SOL1818 | ADELAIDE HEALTH CENTRE | CHILDREN CONTINENCE-LEVEL 2 | ENURESIS ALARM | M03 | NOT FOUND | MALEM MEDICAL | PM | 1 | 10
4196 | IN SERVICE | SOL1822 | ADELAIDE HEALTH CENTRE | CHILDREN CONTINENCE-LEVEL 2 | ENURESIS ALARM | M03 | NOT FOUND | MALEM MEDICAL | PM | 1 | 10
4197 | IN SERVICE | SOL1815 | ADELAIDE HEALTH CENTRE | CHILDREN CONTINENCE-LEVEL 2 | ENURESIS ALARM | M03 | NOT FOUND | MALEM MEDICAL | PM | 1 | 10
4200 | IN SERVICE | SOL1819 | ADELAIDE HEALTH CENTRE | CHILDREN CONTINENCE-LEVEL 2 | ENURESIS ALARM | M03 | NOT FOUND | MALEM MEDICAL | PM | 1 | 10
4201 | IN SERVICE | SOL6004 | ADELAIDE HEALTH CENTRE | CHILDREN CONTINENCE-LEVEL 2 | ENURESIS ALARM | M03 | NOT FOUND | MALEM MEDICAL | PM | 1 | 10
4202 | IN SERVICE | SOL1814 | ADELAIDE HEALTH CENTRE | CHILDREN CONTINENCE-LEVEL 2 | ENURESIS ALARM | M03 | NOT FOUND | MALEM MEDICAL | PM | 1 | 10
4203 | IN SERVICE | SOL1824 | ADELAIDE HEALTH CENTRE | CHILDREN CONTINENCE-LEVEL 2 | ENURESIS ALARM | M03 | NOT FOUND | MALEM MEDICAL | PM | 1 | 10
4204 | IN SERVICE | SOL1807 | ADELAIDE HEALTH CENTRE | CHILDREN CONTINENCE-LEVEL 2 | ENURESIS ALARM | M03 | NOT FOUND | MALEM MEDICAL | PM | 1 | 10
4205 | IN SERVICE | SOL1805 | ADELAIDE HEALTH CENTRE | CHILDREN CONTINENCE-LEVEL 2 | ENURESIS ALARM | M03 | NOT FOUND | MALEM MEDICAL | PM | 1 | 10
4206 | IN SERVICE | SOL7177 | ADELAIDE HEALTH CENTRE | CHILDREN CONTINENCE-LEVEL 2 | ENURESIS ALARM | M03 | NOT FOUND | MALEM MEDICAL | PM | 1 | 10
4208 | IN SERVICE | SOL1816 | ADELAIDE HEALTH CENTRE | CHILDREN CONTINENCE-LEVEL 2 | ENURESIS ALARM | M03 | NOT FOUND | MALEM MEDICAL | PM | 1 | 10
4210 | IN SERVICE | SOL1826 | ADELAIDE HEALTH CENTRE | CHILDREN CONTINENCE-LEVEL 2 | ENURESIS ALARM | M03 | NOT FOUND | MALEM MEDICAL | PM | 1 | 10
4213 | IN SERVICE | SOL6074 | ADELAIDE HEALTH CENTRE | CHILDREN CONTINENCE-LEVEL 2 | ENURESIS ALARM | M03 | NOT FOUND | MALEM MEDICAL | PM | 1 | 10
4215 | IN SERVICE | SOL1811 | ADELAIDE HEALTH CENTRE | CHILDREN CONTINENCE-LEVEL 2 | ENURESIS ALARM | M03 | NOT FOUND | MALEM MEDICAL | PM | 1 | 10
4216 | IN SERVICE | SOL1535 | ADELAIDE HEALTH CENTRE | CHILDREN CONTINENCE-LEVEL 2 | ENURESIS ALARM | M03 | NOT FOUND | MALEM MEDICAL | PM | 1 | 10
4217 | IN SERVICE | SOL1825 | ADELAIDE HEALTH CENTRE | CHILDREN CONTINENCE-LEVEL 2 | ENURESIS ALARM | M03 | NOT FOUND | MALEM MEDICAL | PM | 1 | 10
4218 | IN SERVICE | SOL6157 | ADELAIDE HEALTH CENTRE | CHILDREN CONTINENCE-LEVEL 2 | ENURESIS ALARM | M03 | NOT FOUND | MALEM MEDICAL | PM | 1 | 10
4219 | IN SERVICE | SOL1808 | ADELAIDE HEALTH CENTRE | CHILDREN CONTINENCE-LEVEL 2 | ENURESIS ALARM | M03 | NOT FOUND | MALEM MEDICAL | PM | 1 | 10
4220 | IN SERVICE | SOL1823 | ADELAIDE HEALTH CENTRE | CHILDREN CONTINENCE-LEVEL 2 | ENURESIS ALARM | M03 | NOT FOUND | MALEM MEDICAL | PM | 1 | 10
4221 | IN SERVICE | SOL1817 | ADELAIDE HEALTH CENTRE | CHILDREN CONTINENCE-LEVEL 2 | ENURESIS ALARM | M03 | NOT FOUND | MALEM MEDICAL | PM | 1 | 10
4222 | IN SERVICE | SOL1812 | ADELAIDE HEALTH CENTRE | CHILDREN CONTINENCE-LEVEL 2 | ENURESIS ALARM | M03 | NOT FOUND | MALEM MEDICAL | PM | 1 | 10
4223 | IN SERVICE | SOL1813 | ADELAIDE HEALTH CENTRE | CHILDREN CONTINENCE-LEVEL 2 | ENURESIS ALARM | M03 | NOT FOUND | MALEM MEDICAL | PM | 1 | 10
4224 | IN SERVICE | SOL1820 | ADELAIDE HEALTH CENTRE | CHILDREN CONTINENCE-LEVEL 2 | ENURESIS ALARM | M03 | NOT FOUND | MALEM MEDICAL | PM | 1 | 10
4225 | IN SERVICE | SOL1821 | ADELAIDE HEALTH CENTRE | CHILDREN CONTINENCE-LEVEL 2 | ENURESIS ALARM | M03 | NOT FOUND | MALEM MEDICAL | PM | 1 | 10
4226 | IN SERVICE | SOL1806 | ADELAIDE HEALTH CENTRE | CHILDREN CONTINENCE-LEVEL 2 | ENURESIS ALARM | M03 | NOT FOUND | MALEM MEDICAL | PM | 1 | 10
4227 | IN SERVICE | SOL1810 | ADELAIDE HEALTH CENTRE | CHILDREN CONTINENCE-LEVEL 2 | ENURESIS ALARM | M03 | NOT FOUND | MALEM MEDICAL | PM | 1 | 10
4232 | IN SERVICE | SOL6014 | ADELAIDE HEALTH CENTRE | CHILDREN CONTINENCE-LEVEL 2 | ENURESIS ALARM | M03 | NOT FOUND | MALEM MEDICAL | PM | 1 | 10
4244 | IN SERVICE | SOL5237 | ADELAIDE HEALTH CENTRE | TISSUE VIABILITY SERVICE-CLINIC ROOM | NEGATIVE PRESSURE WOUND THERAPY | RENASYS | KABM130260 | SMITH & NEPHEW | PM | 1 | 90
4247 | IN SERVICE | SOL1629 | ADELAIDE HEALTH CENTRE | CHILDREN COMMUNITY NURSING TEAM-LEVEL 2 | INFUSION PUMP-SYRINGE | ASENA GH | 800282098 | ALARIS MEDICAL | PM | 1 | 55
4251 | IN SERVICE | SOL5801 | ROYAL SOUTH HANTS HOSPITAL | SEXUAL HEALTH | BLOOD PRESSURE MONITOR | UA-767 | 5061001443 | A&D INSTRUMENTS | PM | 1 | 8
4252 | IN SERVICE | SOL4331 | ROYAL SOUTH HANTS HOSPITAL | FANSHAWE WARD | VITAL SIGNS MONITOR | 420 SERIES | NOT FOUND | WELCH ALLYN | PM | 1 | 55
4253 | IN SERVICE | SOL7473 | BITTERNE HEALTH CENTRE | COMMUNITY NURSING TEAM | BLOOD PRESSURE MONITOR | DURASHOCK DS65 | 90901083644 | WELCH ALLYN | PM | 1 | 8
4255 | IN SERVICE | SOL3485 | BROADCAST HOUSE | COMMUNITY NURSING TEAM | ASPIRATOR | 7305P-U | 4PU002121 | DRIVE DEVILBISS | PM | 1 | 25
4258 | IN SERVICE | SOL7090 | ROYAL SOUTH HANTS HOSPITAL | COMMUNITY NURSING TEAM | BLOOD PRESSURE MONITOR | ANEROID | 130500506 | ACCOSON | PM | 1 | 8
4259 | IN SERVICE | SOL3548 | BITTERNE HEALTH CENTRE | COMMUNITY NURSING TEAM | OTOSCOPE | OTOSCOPE | NOT FOUND | WELCH ALLYN | PM | 1 | 5
4260 | IN SERVICE | SOL2265 | ADELAIDE HEALTH CENTRE | CHILDREN COMMUNITY NURSING TEAM-LEVEL 2 | PULSE OXIMETER-HANDHELD | N560 | 6030035 | NELLCOR | PM | 1 | 55
4262 | IN SERVICE | SOL1773 | ADELAIDE HEALTH CENTRE | CHILDREN CONTINENCE-LEVEL 2 | ENURESIS ALARM | M03 | NOT FOUND | MALEM MEDICAL | PM | 1 | 10
4264 | IN SERVICE | SOL7416 | BROADCAST HOUSE | COMMUNITY NURSING TEAM | ASPIRATOR | 7314P | 4PUOO2073 | DRIVE DEVILBISS | PM | 1 | 25
4266 | IN SERVICE | SOL5977 | BITTERNE HEALTH CENTRE | COMMUNITY NURSING TEAM | INFUSION PUMP-SYRINGE | T34 | S54678 | CME MCKINLEY | PM | 1 | 55
4267 | IN SERVICE | SOL3575 | BITTERNE HEALTH CENTRE | COMMUNITY NURSING TEAM | INFUSION PUMP-SYRINGE | T34 | S55027 | CME MCKINLEY | PM | 1 | 55
4268 | IN SERVICE | SOL5973 | BITTERNE HEALTH CENTRE | COMMUNITY NURSING TEAM | INFUSION PUMP-SYRINGE | T34 | S55369 | CME MCKINLEY | PM | 1 | 55
4269 | IN SERVICE | SOL5970 | BITTERNE HEALTH CENTRE | COMMUNITY NURSING TEAM | INFUSION PUMP-SYRINGE | T34 | S56222 | CME MCKINLEY | PM | 1 | 55
4270 | IN SERVICE | SOL5976 | BITTERNE HEALTH CENTRE | COMMUNITY NURSING TEAM | INFUSION PUMP-SYRINGE | T34 | S48104 | CME MCKINLEY | PM | 1 | 55
4272 | IN SERVICE | SOL2528 | ROYAL SOUTH HANTS HOSPITAL | COMMUNITY NURSING TEAM | DOPPLER | SD2 | SD2P10410159-12 | HUNTLEIGH HEALTHCARE | PM | 1 | 30
4274 | IN SERVICE | SOL5974 | BITTERNE HEALTH CENTRE | COMMUNITY NURSING TEAM | INFUSION PUMP-SYRINGE | T34 | S48101 | CME MCKINLEY | PM | 1 | 55
4276 | IN SERVICE | SOL5975 | ROYAL SOUTH HANTS HOSPITAL | COMMUNITY NURSING TEAM | INFUSION PUMP-SYRINGE | T34 | S55018 | CME MCKINLEY | PM | 1 | 55
4278 | IN SERVICE | SOL6469 | ROYAL SOUTH HANTS HOSPITAL | COMMUNITY NURSING TEAM | ASPIRATOR | 7314P | 4PU002034 | DRIVE DEVILBISS | PM | 1 | 25
4281 | IN SERVICE | SOL2276 | SEMBAL HOUSE | RAPID RESPONSE TEAM-OFFICE | NEBULISER | PORTA-NEB | 08A1560743 | PHILIPS HEALTHCARE | PM | 1 | 15
4283 | IN SERVICE | SOL7332 | BITTERNE HEALTH CENTRE | COMMUNITY NURSING TEAM | SCALES | 761 | 2761146122456 | SECA LTD | PM | 1 | 15
4285 | IN SERVICE | SOL3558 | BITTERNE HEALTH CENTRE | COMMUNITY NURSING TEAM | SCALES | 761 | 2761-330137014 | SECA LTD | PM | 1 | 15
4287 | IN SERVICE | SOL3807 | BROADCAST HOUSE | COMMUNITY NURSING TEAM | ECG MACHINE | HCG-801 | 20121200068AF | OMRON HEALTHCARE | PM | 1 | 88
4291 | IN SERVICE | SOL4308 | BITTERNE HEALTH CENTRE | COPD-CONSULTING ROOM | PULSE OXIMETER-FINGER | ONYX II | 501129902 | NONIN | PM | 1 | 15
4294 | IN SERVICE | SOL1251 | WESTERN COMMUNITY HOSPITAL | SNOWDON WARD-MAIN BLOCK | ARTIFICIAL LARYNX | LIGHTWRITER SL35M | 7892 | TOBY CHURCHILL | PM | 1 | 20
4297 | IN SERVICE | SOL3771 | BROADCAST HOUSE | COMMUNITY NURSING TEAM | BLOOD PRESSURE MONITOR | DURASHOCK DS65 | 1309-26211533 | WELCH ALLYN | PM | 1 | 8
4298 | IN SERVICE | SOL3519 | BROADCAST HOUSE | COMMUNITY NURSING TEAM | BLOOD PRESSURE MONITOR | DURASHOCK DS65 | 1311-19125813 | WELCH ALLYN | PM | 1 | 8
4300 | IN SERVICE | SOL1408 | BITTERNE HEALTH CENTRE | PODIATRY-PODIATRY CLINIC | DOPPLER | MD2 | MD2P10102460-04 | HUNTLEIGH HEALTHCARE | PM | 1 | 30
4301 | IN SERVICE | SOL2365 | ROYAL SOUTH HANTS HOSPITAL | DIABETES CENTRE-COPD | SPIROMETER | MICROLAB | 085-69096 | CAREFUSION | PM | 1 | 125
4311 | IN SERVICE | SOL5559 | ROYAL SOUTH HANTS HOSPITAL | COMMUNITY INDEPENDENCE SERVICE-LEVEL A | BLOOD PRESSURE MONITOR | UA-767 | 5100907047 | A&D INSTRUMENTS | PM | 1 | 8
4312 | IN SERVICE | SOL5546 | ROYAL SOUTH HANTS HOSPITAL | COMMUNITY INDEPENDENCE SERVICE-LEVEL A | BLOOD PRESSURE MONITOR | UA-767 | 5100907045 | A&D INSTRUMENTS | PM | 1 | 8
4313 | IN SERVICE | SOL4609 | ROYAL SOUTH HANTS HOSPITAL | FANSHAWE WARD | VITAL SIGNS MONITOR | 420 SERIES | NOT FOUND | WELCH ALLYN | PM | 1 | 55
4314 | IN SERVICE | SOL4421 | ROYAL SOUTH HANTS HOSPITAL | FANSHAWE WARD | VITAL SIGNS MONITOR | 420 SERIES | NOT FOUND | WELCH ALLYN | PM | 1 | 55
4315 | IN SERVICE | SOL7894 | ROYAL SOUTH HANTS HOSPITAL | FANSHAWE WARD | VITAL SIGNS MONITOR | 420 SERIES | 201402651 | WELCH ALLYN | PM | 1 | 55
4316 | IN SERVICE | SOL4613 | ROYAL SOUTH HANTS HOSPITAL | FANSHAWE WARD | VITAL SIGNS MONITOR | 420 SERIES | NOT FOUND | WELCH ALLYN | PM | 1 | 55
4317 | IN SERVICE | SOL4611 | ROYAL SOUTH HANTS HOSPITAL | FANSHAWE WARD | VITAL SIGNS MONITOR | 420 SERIES | NOT FOUND | WELCH ALLYN | PM | 1 | 55
4318 | IN SERVICE | SOL4573 | ROYAL SOUTH HANTS HOSPITAL | FANSHAWE WARD | VITAL SIGNS MONITOR | 420 SERIES | NOT FOUND | WELCH ALLYN | PM | 1 | 55
4319 | IN SERVICE | SOL2442 | ROYAL SOUTH HANTS HOSPITAL | NICHOLSTOWN SURGERY | INR CHARGER | COAGUCHEK XS PLUS | UQ0081127 | ROCHE DIAGNOSTICS | ASSET ONLY | 1 | NOT TO BE PRICED
4325 | IN SERVICE | SOL5775 | BATTENBURG AVENUE CLINIC | CHILDREN COMMUNITY NURSING-CHILD NURSING | VENTILATOR | NIPPY JUNIOR+ | 2010-10126 | BREAS MEDICAL | PM | 1 | 250
4329 | IN SERVICE | SOL5966 | BATTENBURG AVENUE CLINIC | CHILDREN COMMUNITY NURSING-CHILD NURSING | PULSE OXIMETER-HANDHELD | N550 | 18105040225 | NELLCOR | PM | 1 | 55
4335 | IN SERVICE | SOL3460 | BATTENBURG AVENUE CLINIC | COMMUNITY PAEDIATRIC MEDICAL SERVICES | AUDIOMETER | 116 | 22926 | AMPLIVOX LTD | OEM-AIH | 1 | 146
4340 | IN SERVICE | SOL5255 | WESTERN COMMUNITY HOSPITAL | SNOWDON WARD-MAIN BLOCK | ASPIRATOR | LSU | 78021293161 | LAERDAL MEDICAL | PM | 1 | 25
4344 | IN SERVICE | SOL0470 | ST JAMES HOSPITAL | ADULT MENTAL HEALTH-MAPLE WARD | SCALE-DISPLAY | DP2400V5 | 7IC008872 | MARSDEN | PM | 1 | 15
4345 | IN SERVICE | SOL0521 | ST JAMES HOSPITAL | THE LIMES-BROOKER UNIT | BLOOD PRESSURE MONITOR | ANEROID | NOT FOUND | ACCOSON | PM | 1 | 8
4347 | IN SERVICE | SOL3753 | BLACKTHORN HEALTH CENTRE | PODIATRY-PODIATRY CLINIC | PLINTH | A7252/3/3FS | IPS-09217 | ARJO HUNTLEIGH | PM | 1 | 35
4349 | IN SERVICE | SOL3754 | BLACKTHORN HEALTH CENTRE | PODIATRY-PODIATRY CLINIC | LIGHT-EXAMINATION | MASTERLIGHT HL (29260) 10.12010.002 | NOT FOUND | KAWE LTD | PM | 1 | 10
4351 | IN SERVICE | SOL5382 | BITTERNE HEALTH CENTRE | PODIATRY-PODIATRY CLINIC | THERMOMETER | BK8005 | NOT FOUND | PROACT MEDICAL | PM | 1 | 15
4352 | IN SERVICE | SOL3652 | BRAMBLYS GRANGE HEALTH CENTRE | DENTAL-SURGERY 1 | PULSE OXIMETER-HANDHELD | PALMSAT 2500 | NOT FOUND | NONIN | OEM-AIH | 1 | 55
4354 | IN SERVICE | SOL3190 | GOSPORT WAR MEMORIAL HOSPITAL | DENTAL-SURGERY 3 | DENTAL CHAIR | PRO II | ADD090177 | BELMONT | ASSET ONLY | 1 | NOT TO BE PRICED
4355 | IN SERVICE | SOL3178 | GOSPORT WAR MEMORIAL HOSPITAL | DENTAL-SURGERY 1 | DENTAL CHAIR | PRO II | DDS040141 | BELMONT | ASSET ONLY | 1 | NOT TO BE PRICED
4356 | IN SERVICE | SOL2767 | PETERSFIELD COMMUNITY HOSPITAL | DENTAL-SURGERY 2 | DENTAL LIGHT | 10-500 | CG07F0124 | BELMONT | OEM-AIH | 1 | 8
4358 | IN SERVICE | SOL3972 | ST MARY'S COMMUNITY HEALTH CAMPUS | COMMUNITY NURSING TEAM | BLOOD PRESSURE MONITOR | LIMPET | NOT FOUND | ACCOSON | PM | 1 | 8
4363 | IN SERVICE | SOL7527 | ST MARY'S COMMUNITY HEALTH CAMPUS | COMMUNITY NURSING TEAM | BLOOD PRESSURE MONITOR | ANEROID | 1255631 | WELCH ALLYN | PM | 1 | 8
4365 | IN SERVICE | SOL7514 | ST MARY'S COMMUNITY HEALTH CAMPUS | COMMUNITY NURSING TEAM | BLOOD PRESSURE MONITOR | ANEROID | 130310251 | WELCH ALLYN | PM | 1 | 8
4374 | IN SERVICE | SOL5000 | ST MARY'S COMMUNITY HEALTH CAMPUS | COMMUNITY NURSING TEAM | BLOOD PRESSURE MONITOR | LIMPET | NOT FOUND | ACCOSON | PM | 1 | 8
4376 | IN SERVICE | SOL7436 | ST MARY'S COMMUNITY HEALTH CAMPUS | COMMUNITY NURSING TEAM | BLOOD PRESSURE MONITOR | LIMPET | 120710126 | ACCOSON | PM | 1 | 8
4378 | IN SERVICE | SOL6900 | ST MARY'S COMMUNITY HEALTH CAMPUS | THE TURNER CENTRE-HEART FAILURE TEAM | BLOOD PRESSURE MONITOR | LIMPET | 110910461 | ACCOSON | PM | 1 | 8
4379 | IN SERVICE | SOL3964 | ST MARY'S COMMUNITY HEALTH CAMPUS | COMMUNITY NURSING TEAM | BLOOD PRESSURE MONITOR | LIMPET | 110910595 | ACCOSON | PM | 1 | 8
4381 | IN SERVICE | SOL7546 | ST MARY'S COMMUNITY HEALTH CAMPUS | COMMUNITY NURSING TEAM | BLOOD PRESSURE MONITOR | LIMPET | 110910505 | ACCOSON | PM | 1 | 8
4384 | IN SERVICE | SOL5908 | ST MARY'S COMMUNITY HEALTH CAMPUS | COMMUNITY NURSING TEAM | THERMOMETER | THERMOSCAN PRO 4000 | 07512K04623 | BRAUN | PM | 1 | 15
4389 | IN SERVICE | SOL4721 | CIVIC OFFICES PORTSMOUTH | HEALTH VISITING AND SCHOOL NURSING-LEVEL 2 CORE 1 | SCALES | 384 | NOT FOUND | SECA LTD | PM | 1 | 15
4390 | IN SERVICE | SOL6823 | ST MARY'S COMMUNITY HEALTH CAMPUS | PORTSMOUTH REHAB AND REABLEMENT TEAM - PRRT | BLOOD PRESSURE MONITOR | ANEROID | 1249823 | WELCH ALLYN | PM | 1 | 8
4414 | IN SERVICE | SOL1953 | EASTNEY HEALTH CENTRE | DENTAL-SURGERY ROOM | DENTAL SEDATION SYSTEM | MATRIX MDM | 0510MDM38171 | PORTER | ASSET ONLY | 1 | NOT TO BE PRICED
4418 | IN SERVICE | SOL6694 | ST MARY'S COMMUNITY HEALTH CAMPUS | PODIATRY-PODIATRY CLINIC | DOPPLER | MD2 | MD2P10211127-08 | HUNTLEIGH HEALTHCARE | PM | 1 | 30
4427 | IN SERVICE | SOL2825 | HAVANT HEALTH CENTRE | DENTAL-X-RAY ROOM | DENTAL X RAY PAN ORAL | 8000 | XFA1619 | CARESTREAM HEALTHCARE | ASSET ONLY | 1 | NOT TO BE PRICED
4485 | IN SERVICE | SOL0761 | JUBILEE HOUSE | INPATIENT UNIT-END OF LIFE CARE | BED-ELECTRIC | MINUET | 602747 | ARJO HUNTLEIGH | PM | 1 | 20
4487 | IN SERVICE | SOL0763 | JUBILEE HOUSE | INPATIENT UNIT-END OF LIFE CARE | MATTRESS PUMP | NIMBUS 3 | 151018311 | ARJO HUNTLEIGH | PM | 1 | 45
4493 | IN SERVICE | SOL5026 | ST MARY'S COMMUNITY HEALTH CAMPUS | COMMUNITY NURSING TEAM | PULSE OXIMETER-FINGER | W4350 | NOT FOUND | MERLIN MEDICAL | PM | 1 | 15
4495 | IN SERVICE | SOL6836 | ST MARY'S COMMUNITY HEALTH CAMPUS | PORTSMOUTH REHAB AND REABLEMENT TEAM - PRRT | THERMOMETER | THERMOSCAN PRO 4000 | 05411K01475 | BRAUN | PM | 1 | 15
4500 | IN SERVICE | SOL3971 | ST MARY'S COMMUNITY HEALTH CAMPUS | COMMUNITY NURSING TEAM | PULSE OXIMETER-FINGER | W4350 | NOT FOUND | MERLIN MEDICAL | PM | 1 | 15
4504 | IN SERVICE | SOL3974 | ST MARY'S COMMUNITY HEALTH CAMPUS | COMMUNITY NURSING TEAM | THERMOMETER | THERMOSCAN 6022 | 11109188607 | BRAUN | PM | 1 | 15
4510 | IN SERVICE | SOL5926 | ST MARY'S COMMUNITY HEALTH CAMPUS | COMMUNITY NURSING TEAM | THERMOMETER | THERMOSCAN PRO 4000 | 11106985459 | BRAUN | PM | 1 | 15
4511 | IN SERVICE | SOL6324 | MEDINA HOUSE | COMMUNITY NURSING-FIRST FLOOR | THERMOMETER | THERMOSCAN PRO 4000 | 11106877098 | BRAUN | PM | 1 | 15
4512 | IN SERVICE | SOL5985 | LAKE ROAD HEALTH CENTRE | PODIATRY-PODIATRY CLINIC | DRILL-PODIATRY | SB22 | 7189 | HADEWE | PM | 1 | 45
4517 | IN SERVICE | SOL7808 | ST MARY'S COMMUNITY HEALTH CAMPUS | COMMUNITY NURSING TEAM | ASPIRATOR | LSU | 78251357842 | LAERDAL MEDICAL | PM | 1 | 25
4538 | IN SERVICE | SOL1068 | QUEEN ALEXANDRA HOSPITAL | DENTAL-POSWILLO DENTAL CENTRE | MONITOR | CARESCAPE B650 | SEW13245023HA | GE HEALTHCARE | ASSET ONLY | 1 | NOT TO BE PRICED
4539 | IN SERVICE | SOL1073 | QUEEN ALEXANDRA HOSPITAL | DENTAL-POSWILLO DENTAL CENTRE | MODULE-GAS | E-CAIO | 6910354 | GE HEALTHCARE | ASSET ONLY | 1 | NOT TO BE PRICED
4540 | IN SERVICE | SOL1087 | QUEEN ALEXANDRA HOSPITAL | DENTAL-POSWILLO DENTAL CENTRE | VITAL SIGNS MONITOR | B30 | SF313257284WA | GE HEALTHCARE | ASSET ONLY | 1 | NOT TO BE PRICED
4541 | IN SERVICE | SOL1069 | QUEEN ALEXANDRA HOSPITAL | DENTAL-POSWILLO DENTAL CENTRE | MULTIPARAMETER MODULE | E-PSM-01 | 6939424 | GE HEALTHCARE | ASSET ONLY | 1 | NOT TO BE PRICED
4542 | IN SERVICE | SOL1089 | QUEEN ALEXANDRA HOSPITAL | DENTAL-POSWILLO DENTAL CENTRE | MODULE-GAS | N-FC-00 | 6965353 | GE HEALTHCARE | ASSET ONLY | 1 | NOT TO BE PRICED
4543 | IN SERVICE | SOL1086 | QUEEN ALEXANDRA HOSPITAL | DENTAL-POSWILLO DENTAL CENTRE | MODULE-GAS | N-FC-00 | 6971280 | GE HEALTHCARE | ASSET ONLY | 1 | NOT TO BE PRICED
4544 | IN SERVICE | SOL1088 | QUEEN ALEXANDRA HOSPITAL | DENTAL-POSWILLO DENTAL CENTRE | MULTIPARAMETER MODULE | E-PSMW | 6101269 | GE HEALTHCARE | ASSET ONLY | 1 | NOT TO BE PRICED
4545 | IN SERVICE | SOL1085 | QUEEN ALEXANDRA HOSPITAL | DENTAL-POSWILLO DENTAL CENTRE | MULTIPARAMETER MODULE | E-PSMW | 6101273 | GE HEALTHCARE | ASSET ONLY | 1 | NOT TO BE PRICED
4546 | IN SERVICE | SOL1136 | QUEEN ALEXANDRA HOSPITAL | DENTAL-POSWILLO DENTAL CENTRE | SUCTION REGULATOR | 9510-025 CONTROLLER | NOT FOUND | EAST HEALTHCARE | OEM-AIH | 1 | 12
4548 | IN SERVICE | SOL1137 | QUEEN ALEXANDRA HOSPITAL | DENTAL-POSWILLO DENTAL CENTRE | DENTAL CURING LIGHT | STARLIGHT PRO | 072KD265 | MECTRON | OEM-AIH | 1 | 15
4550 | IN SERVICE | SOL1525 | ADELAIDE HEALTH CENTRE | CARDIAC SERVICES-FIRST FLOOR | ULTRASOUND MACHINE THERAPY | THERASONIC 1032 | 51342 | EMS PHYSIO | PM | 1 | 45
4551 | IN SERVICE | SOL7485 | MILLBROOK HEALTHCARE | CLINICAL ADVISORY TEAM TVN-UNIT 12 | BLOOD PRESSURE MONITOR | PRESSOSTABIL | 1249825 | OMRON HEALTHCARE | PM | 1 | 8
4558 | IN SERVICE | SOL4890 | ST MARY'S COMMUNITY HEALTH CAMPUS | COMMUNITY NURSING TEAM | THERMOMETER | THERMOSCAN PRO 4000 | 05911K00611 | BRAUN | PM | 1 | 15
4559 | IN SERVICE | SOL6375 | MEDINA HOUSE | COMMUNITY NURSING-FIRST FLOOR | PULSE OXIMETER-FINGER | W4350 | 104926100379 | MERLIN MEDICAL | PM | 1 | 15
4577 | IN SERVICE | SOL0326 | ST MARY'S COMMUNITY HEALTH CAMPUS | SEXUAL HEALTH | MICROSCOPE | DMLS DC300 | 501095/248257 | LEICA MICROSYSTEMS | OEM-CONTRACT PM | 1 | 95
4579 | IN SERVICE | SOL0195 | ST MARY'S COMMUNITY HEALTH CAMPUS | PHYSIOTHERAPY-PHYSIOTHERAPY ROOM | EXERCISER-TREADMILL | MERCURY MED 5 | COS30000VA08-0070 | HP COSMOS | PM | 1 | 45
4585 | IN SERVICE | SOL0273 | ST MARY'S COMMUNITY HEALTH CAMPUS | SEXUAL HEALTH | ULTRASOUND TRANSDUCER | PVM-375AT | TDA0986054 | TOSHIBA | OEM-AIH | 1 | FOC
4614 | IN SERVICE | SOL0239 | ST MARY'S COMMUNITY HEALTH CAMPUS | OUTPATIENTS | PLINTH | 3221 | 504797 | ARJO HUNTLEIGH | PM | 1 | 35
4617 | IN SERVICE | SOL0164 | ST MARY'S COMMUNITY HEALTH CAMPUS | SEXUAL HEALTH | CRYOSURGICAL UNIT | LL100 | A81-07-S | WALLACH SURGICAL | PM | 1 | 15
4621 | IN SERVICE | SOL6956 | ST JAMES HOSPITAL | THE LIMES-BROOKER UNIT | ASPIRATOR | LSU | 78010778808 | LAERDAL MEDICAL | PM | 1 | 25
4626 | IN SERVICE | SOL6968 | ST JAMES HOSPITAL | THE ORCHARDS-CRISIS RESOLUTION TREATMENT TEAM | THERMOMETER | THERMOSCAN PRO 4000 | 11114069061 | BRAUN | PM | 1 | 15
4637 | IN SERVICE | SOL4808 | ST MARY'S COMMUNITY HEALTH CAMPUS | COMMUNITY NURSING TEAM | THERMOMETER | THERMOSCAN | 26512K06653 | BRAUN | PM | 1 | 15
4638 | IN SERVICE | SOL8187 | ST MARY'S COMMUNITY HEALTH CAMPUS | COMMUNITY NURSING TEAM | THERMOMETER | THERMOSCAN IRT4520 | 26512K06911 | BRAUN | PM | 1 | 15
4642 | IN SERVICE | SOL6373 | MEDINA HOUSE | COMMUNITY NURSING-FIRST FLOOR | BLOOD PRESSURE MONITOR | LIMPET | 130310457 | ACCOSON | PM | 1 | 8
4648 | IN SERVICE | SOL6898 | ST MARY'S COMMUNITY HEALTH CAMPUS | PORTSMOUTH REHAB AND REABLEMENT TEAM - PRRT | NEBULISER | PORTA-NEB | 07AD220372 | PHILIPS HEALTHCARE | PM | 1 | 15
4655 | IN SERVICE | SOL2379 | ROYAL SOUTH HANTS HOSPITAL | DIABETES CENTRE-COPD | PULSE OXIMETER-FINGER | PULSEOX 300 | B30032155 | KONICA MINOLTA | PM | 1 | 15
4664 | IN SERVICE | SOL6322 | MEDINA HOUSE | COMMUNITY NURSING-FIRST FLOOR | BLOOD PRESSURE MONITOR | LIMPET | 120710148 | ACCOSON | PM | 1 | 8
4671 | IN SERVICE | SOL6849 | ST MARY'S COMMUNITY HEALTH CAMPUS | PORTSMOUTH REHAB AND REABLEMENT TEAM - PRRT | PULSE OXIMETER-FINGER | W4350 | NOT FOUND | MERLIN MEDICAL | PM | 1 | 15
4679 | IN SERVICE | SOL6829 | ST MARY'S COMMUNITY HEALTH CAMPUS | PORTSMOUTH REHAB AND REABLEMENT TEAM - PRRT | THERMOMETER | THERMOSCAN PRO 4000 | 11109225215 | BRAUN | PM | 1 | 15
4680 | IN SERVICE | SOL6852 | ST MARY'S COMMUNITY HEALTH CAMPUS | PORTSMOUTH REHAB AND REABLEMENT TEAM - PRRT | THERMOMETER | THERMOSCAN PRO 4000 | 11109174081 | BRAUN | PM | 1 | 15
4688 | IN SERVICE | SOL8211 | ROYAL SOUTH HANTS HOSPITAL | BRAMBLES WARD-LOWER BRAMBLES | FLOWMETER-O2-SINGLE | TWIN | K53750 | DATEX OHMEDA | PM | 1 | 5
4690 | IN SERVICE | SOL2862 | ADELAIDE HEALTH CENTRE | CHILDREN COMMUNITY NURSING TEAM-LEVEL 2 | ASPIRATOR | 7305U | NOT FOUND | DRIVE DEVILBISS | PM | 1 | 25
4691 | IN SERVICE | SOL1625 | ADELAIDE HEALTH CENTRE | CHILDREN COMMUNITY NURSING TEAM-LEVEL 2 | RESPIRATION MONITOR-NEONATE | MR10 | 13001687 | GRASEBY MEDICAL | PM | 1 | 50
4714 | IN SERVICE | SOL2539 | ROYAL SOUTH HANTS HOSPITAL | COMMUNITY NURSING TEAM | BLOOD PRESSURE MONITOR | DURASHOCK DS65 | 120320175641 | WELCH ALLYN | PM | 1 | 8
4716 | IN SERVICE | SOL6460 | ROYAL SOUTH HANTS HOSPITAL | COMMUNITY NURSING TEAM | EAR IRRIGATOR | PROPULSE NG | 23-32215/2011 | MIRAGE HEALTH | PM | 1 | 30
4721 | IN SERVICE | SOL6015 | ADELAIDE HEALTH CENTRE | CHILDREN CONTINENCE-LEVEL 2 | ENURESIS ALARM | M03 | NOT FOUND | MALEM MEDICAL | PM | 1 | 10
4724 | IN SERVICE | SOL6155 | ADELAIDE HEALTH CENTRE | CHILDREN CONTINENCE-LEVEL 2 | ENURESIS ALARM | M03 | NOT FOUND | MALEM MEDICAL | PM | 1 | 10
4726 | IN SERVICE | SOL4127 | ADELAIDE HEALTH CENTRE | CHILDREN CONTINENCE-LEVEL 2 | ENURESIS ALARM | M03 | NOT FOUND | MALEM MEDICAL | PM | 1 | 10
4732 | IN SERVICE | SOL3438 | BATTENBURG AVENUE CLINIC | COMMUNITY PAEDIATRIC MEDICAL SERVICES | ENURESIS ALARM | M03 | NOT FOUND | MALEM MEDICAL | PM | 1 | 10
4738 | IN SERVICE | SOL3449 | BATTENBURG AVENUE CLINIC | COMMUNITY PAEDIATRIC MEDICAL SERVICES | ENURESIS ALARM | M03 | NOT FOUND | MALEM MEDICAL | PM | 1 | 10
4739 | IN SERVICE | SOL1533 | ADELAIDE HEALTH CENTRE | CHILDREN CONTINENCE-LEVEL 2 | ENURESIS ALARM | M03 | NOT FOUND | MALEM MEDICAL | PM | 1 | 10
4742 | IN SERVICE | SOL3412 | BATTENBURG AVENUE CLINIC | COMMUNITY PAEDIATRIC MEDICAL SERVICES | ENURESIS ALARM | M04 | NOT FOUND | MALEM MEDICAL | PM | 1 | 10
4749 | IN SERVICE | SOL7179 | ADELAIDE HEALTH CENTRE | CHILDREN CONTINENCE-LEVEL 2 | ENURESIS ALARM | M04 | NOT FOUND | MALEM MEDICAL | PM | 1 | 10
4760 | IN SERVICE | SOL8151 | BROADCAST HOUSE | COMMUNITY NURSING TEAM | ASPIRATOR | LSU | 78201356628 | LAERDAL MEDICAL | PM | 1 | 25
4762 | IN SERVICE | SOL5290 | ROYAL SOUTH HANTS HOSPITAL | COMMUNITY NURSING TEAM | BLOOD PRESSURE MONITOR | DURASHOCK DS65 | 90908082153 | WELCH ALLYN | PM | 1 | 8
4767 | IN SERVICE | SOL2533 | BROADCAST HOUSE | COMMUNITY NURSING TEAM | EAR IRRIGATOR | PROPULSE NG | 12-15035/2008 | MIRAGE HEALTH | PM | 1 | 30
4768 | IN SERVICE | SOL6488 | ROYAL SOUTH HANTS HOSPITAL | COMMUNITY NURSING TEAM | THERMOMETER | THERMOSCAN | 33313K03608 | BRAUN | PM | 1 | 15
4776 | IN SERVICE | SOL4344 | ROYAL SOUTH HANTS HOSPITAL | FANSHAWE WARD | VITAL SIGNS MONITOR | 420 SERIES | NOT FOUND | WELCH ALLYN | PM | 1 | 55
4779 | IN SERVICE | SOL4396 | ROYAL SOUTH HANTS HOSPITAL | FANSHAWE WARD | MATTRESS PUMP | TRANSAIR | NOT FOUND | KAROMED | PM | 1 | 45
4793 | IN SERVICE | SOL2007 | ADELAIDE HEALTH CENTRE | HEALTH VISITING AND SCHOOL NURSING | AUDIOMETER | AS608 | 751070 | INTERACOUSTICS | OEM-AIH | 1 | 146
4802 | IN SERVICE | SOL4126 | ADELAIDE HEALTH CENTRE | CHILDREN CONTINENCE-LEVEL 2 | ENURESIS ALARM | M03 | NOT FOUND | MALEM MEDICAL | PM | 1 | 10
4806 | IN SERVICE | SOL1772 | ADELAIDE HEALTH CENTRE | CHILDREN CONTINENCE-LEVEL 2 | ENURESIS ALARM | M03 | NOT FOUND | MALEM MEDICAL | PM | 1 | 10
4813 | IN SERVICE | SOL1774 | ADELAIDE HEALTH CENTRE | CHILDREN CONTINENCE-LEVEL 2 | ENURESIS ALARM | M04 | NOT FOUND | MALEM MEDICAL | PM | 1 | 10
4830 | IN SERVICE | SOL2036 | ADELAIDE HEALTH CENTRE | HEALTH VISITING AND SCHOOL NURSING | AUDIOMETER | AS608 | 758083 | INTERACOUSTICS | OEM-AIH | 1 | 146
4831 | IN SERVICE | SOL2033 | ADELAIDE HEALTH CENTRE | HEALTH VISITING AND SCHOOL NURSING | AUDIOMETER | AS208 | 697559 | INTERACOUSTICS | OEM-AIH | 1 | 146
4832 | IN SERVICE | SOL2032 | ADELAIDE HEALTH CENTRE | HEALTH VISITING AND SCHOOL NURSING | AUDIOMETER | AS608 | 758305 | INTERACOUSTICS | OEM-AIH | 1 | 146
4833 | IN SERVICE | SOL2034 | ADELAIDE HEALTH CENTRE | HEALTH VISITING AND SCHOOL NURSING | AUDIOMETER | AS608 | 758482 | INTERACOUSTICS | OEM-AIH | 1 | 146
4834 | IN SERVICE | SOL2031 | ADELAIDE HEALTH CENTRE | HEALTH VISITING AND SCHOOL NURSING | AUDIOMETER | AS608 | 758468 | INTERACOUSTICS | OEM-AIH | 1 | 146
4835 | IN SERVICE | SOL2035 | ADELAIDE HEALTH CENTRE | HEALTH VISITING AND SCHOOL NURSING | AUDIOMETER | AS608 | 758483 | INTERACOUSTICS | OEM-AIH | 1 | 146
4850 | IN SERVICE | SOL2022 | ROYAL SOUTH HANTS HOSPITAL | COMMUNITY PAEDIATRIC MEDICAL SERVICES | AUDIOMETER | AS7 | 7001 | KAMPLEX | OEM-AIH | 1 | 146
4859 | IN SERVICE | SOL2037 | ADELAIDE HEALTH CENTRE | HEALTH VISITING AND SCHOOL NURSING | AUDIOMETER | KS8 | 471097 | KAMPLEX | OEM-AIH | 1 | 146
4863 | IN SERVICE | SOL2024 | ROYAL SOUTH HANTS HOSPITAL | COMMUNITY PAEDIATRIC MEDICAL SERVICES | AUDIOMETER | KS8 | 29106 | KAMPLEX | OEM-AIH | 1 | 146
4864 | IN SERVICE | SOL2029 | ADELAIDE HEALTH CENTRE | HEALTH VISITING AND SCHOOL NURSING | AUDIOMETER | MA 25 | 846102 | MAICO DIAGNOSTIC | OEM-AIH | 1 | 146
4866 | IN SERVICE | SOL4097 | BITTERNE HEALTH CENTRE | SITE SERVICES-CONSULTING ROOM | ENURESIS ALARM | SM1 | NOT FOUND | NSPIRE | PM | 1 | 10
4867 | IN SERVICE | SOL3506 | BROADCAST HOUSE | COMMUNITY NURSING TEAM | BLOOD PRESSURE MONITOR | DURASHOCK DS65 | 1212-04192702 | WELCH ALLYN | PM | 1 | 8
4874 | IN SERVICE | SOL1255 | WESTERN COMMUNITY HOSPITAL | SNOWDON WARD-MAIN BLOCK | ELECTRONIC COMMUNICATION AID | ECHO RA | 2287 | HEARING PRODUCTS | PM | 1 | 146
4877 | IN SERVICE | SOL1254 | WESTERN COMMUNITY HOSPITAL | SNOWDON WARD-MAIN BLOCK | ELECTRONIC COMMUNICATION AID | ECHO RA | 1032 | HEARING PRODUCTS | PM | 1 | 146
4883 | IN SERVICE | SOL1270 | WESTERN COMMUNITY HOSPITAL | SNOWDON WARD-MAIN BLOCK | ELECTRONIC COMMUNICATION AID | MEGABEE | 1227 | E2L PRODUCTS LTD | PM | 1 | 45
4897 | IN SERVICE | SOL3776 | BROADCAST HOUSE | COMMUNITY NURSING TEAM | DOPPLER | D900 | D900X0550697-02 | HUNTLEIGH HEALTHCARE | PM | 1 | 30
4901 | IN SERVICE | SOL4662 | ROYAL SOUTH HANTS HOSPITAL | BRAMBLES WARD-LOWER BRAMBLES | THERMOMETER | GENIUS 3000A | NOT FOUND | SHERWOOD MEDICAL | PM | 1 | 15
4909 | IN SERVICE | SOL1560 | BROADCAST HOUSE | COMMUNITY NURSING TEAM | BLOOD PRESSURE MONITOR | DURASHOCK DS65 | 81110111511 | WELCH ALLYN | PM | 1 | 8
4911 | IN SERVICE | SOL1598 | WESTERN COMMUNITY HOSPITAL | WEST COMMUNITY INDEPENDENCE TEAM-WESTERN WING | BLOOD PRESSURE MONITOR | M2BASIC | NOT FOUND | OMRON HEALTHCARE | PM | 1 | 8
4912 | IN SERVICE | SOL5361 | WESTERN COMMUNITY HOSPITAL | WEST COMMUNITY INDEPENDENCE TEAM-WESTERN WING | BREATH ANALYSER | MICRO CO | 48845 | MICRO MEDICAL | PM | 1 | 95
4916 | IN SERVICE | SOL3794 | BROADCAST HOUSE | COMMUNITY NURSING TEAM | BLOOD PRESSURE MONITOR | PRESSOSTABIL | 1303-14200511 | WELCH ALLYN | PM | 1 | 8
4921 | IN SERVICE | SOL5423 | CHASE COMMUNITY HOSPITAL | SEXUAL HEALTH | MEDICAL FRIDGE | PE207C | 20600027444441700 | LEC MEDICAL | PM | 1 | NOT TO BE PRICED
4922 | IN SERVICE | SOL4840 | ST MARY'S COMMUNITY HEALTH CAMPUS | COMMUNITY NURSING TEAM | BLOOD PRESSURE MONITOR | ANEROID | 120 | MERLIN MEDICAL | PM | 1 | 8
4923 | IN SERVICE | SOL4727 | CIVIC OFFICES PORTSMOUTH | HEALTH VISITING AND SCHOOL NURSING-LEVEL 2 CORE 1 | SCALE-BABY | MS4201 | 21203445 | MARSDEN | PM | 1 | 15
4924 | IN SERVICE | SOL5662 | ST MARY'S COMMUNITY HEALTH CAMPUS | COMMUNITY NURSING TEAM | PULSE OXIMETER-FINGER | MD300C2 | 1711-03900048 | BEIJING CHOICE ELECTRONICS | PM | 1 | 15
4925 | IN SERVICE | SOL4861 | ST MARY'S COMMUNITY HEALTH CAMPUS | COMMUNITY NURSING TEAM | PULSE OXIMETER-FINGER | W4350 | 171103900044 | MERLIN MEDICAL | PM | 1 | 15
4926 | IN SERVICE | SOL4860 | ST MARY'S COMMUNITY HEALTH CAMPUS | COMMUNITY NURSING TEAM | PULSE OXIMETER-FINGER | W4350 | 1711-03900195 | MERLIN MEDICAL | PM | 1 | 15
4927 | IN SERVICE | SOL4863 | ST MARY'S COMMUNITY HEALTH CAMPUS | COMMUNITY NURSING TEAM | PULSE OXIMETER-FINGER | W4350 | 1711-03900050 | MERLIN MEDICAL | PM | 1 | 15
4928 | IN SERVICE | SOL4859 | ST MARY'S COMMUNITY HEALTH CAMPUS | COMMUNITY NURSING TEAM | PULSE OXIMETER-FINGER | W4350 | 1711-03900046 | MERLIN MEDICAL | PM | 1 | 15
4929 | IN SERVICE | SOL4862 | ST MARY'S COMMUNITY HEALTH CAMPUS | COMMUNITY NURSING TEAM | PULSE OXIMETER-FINGER | W4350 | 1711-03900043 | MERLIN MEDICAL | PM | 1 | 15
4931 | IN SERVICE | SOL4904 | ST MARY'S COMMUNITY HEALTH CAMPUS | COMMUNITY NURSING TEAM | PULSE OXIMETER-FINGER | W4350 | 171103900242 | MERLIN MEDICAL | PM | 1 | 15
4932 | IN SERVICE | SOL2948 | ST MARY'S COMMUNITY HEALTH CAMPUS | COMMUNITY NURSING TEAM | PULSE OXIMETER-FINGER | W4350 | 171103900051 | MERLIN MEDICAL | PM | 1 | 15
4934 | IN SERVICE | SOL4804 | ST MARY'S COMMUNITY HEALTH CAMPUS | COMMUNITY NURSING TEAM | PULSE OXIMETER-FINGER | W4350 | 171103900060 | MERLIN MEDICAL | PM | 1 | 15
4936 | IN SERVICE | SOL7413 | ST MARY'S COMMUNITY HEALTH CAMPUS | COMMUNITY NURSING TEAM | PULSE OXIMETER-FINGER | W4350 | 171103900045 | MERLIN MEDICAL | PM | 1 | 15
4938 | IN SERVICE | SOL6341 | MEDINA HOUSE | COMMUNITY NURSING-FIRST FLOOR | PULSE OXIMETER-FINGER | W4350 | 171103900057 | MERLIN MEDICAL | PM | 1 | 15
4939 | IN SERVICE | SOL2932 | ST MARY'S COMMUNITY HEALTH CAMPUS | COMMUNITY NURSING TEAM | PULSE OXIMETER-FINGER | MD300C2 | 171103900211 | BEIJING CHOICE ELECTRONICS | PM | 1 | 15
4940 | IN SERVICE | SOL2937 | ST MARY'S COMMUNITY HEALTH CAMPUS | COMMUNITY NURSING TEAM | PULSE OXIMETER-FINGER | MD300C2 | 171103900053 | BEIJING CHOICE ELECTRONICS | PM | 1 | 15
4942 | IN SERVICE | SOL5919 | ST MARY'S COMMUNITY HEALTH CAMPUS | COMMUNITY NURSING TEAM | PULSE OXIMETER-FINGER | W4350 | 171103900009 | MERLIN MEDICAL | PM | 1 | 15
4944 | IN SERVICE | SOL5633 | ST MARY'S COMMUNITY HEALTH CAMPUS | COMMUNITY NURSING TEAM | PULSE OXIMETER-FINGER | MD300C2 | 171103900189 | BEIJING CHOICE ELECTRONICS | PM | 1 | 15
4945 | IN SERVICE | SOL5935 | ST MARY'S COMMUNITY HEALTH CAMPUS | COMMUNITY NURSING TEAM | PULSE OXIMETER-FINGER | W4350 | 171103900041 | MERLIN MEDICAL | PM | 1 | 15
4946 | IN SERVICE | SOL8411 | ST MARY'S COMMUNITY HEALTH CAMPUS | COMMUNITY NURSING TEAM | PULSE OXIMETER-FINGER | W4350 | 171103900006 | MERLIN MEDICAL | PM | 1 | 15
4947 | IN SERVICE | SOL4870 | ST MARY'S COMMUNITY HEALTH CAMPUS | COMMUNITY NURSING TEAM | PULSE OXIMETER-FINGER | W4350 | 171103900059 | MERLIN MEDICAL | PM | 1 | 15
4949 | IN SERVICE | SOL8194 | ST MARY'S COMMUNITY HEALTH CAMPUS | COMMUNITY NURSING TEAM | PULSE OXIMETER-FINGER | W4350 | 171103900155 | MERLIN MEDICAL | PM | 1 | 15
4951 | IN SERVICE | SOL4901 | ST MARY'S COMMUNITY HEALTH CAMPUS | COMMUNITY NURSING TEAM | PULSE OXIMETER-FINGER | W4350 | 171103900213 | MERLIN MEDICAL | PM | 1 | 15
4953 | IN SERVICE | SOL6385 | MEDINA HOUSE | COMMUNITY NURSING-FIRST FLOOR | PULSE OXIMETER-FINGER | W4350 | 171103900008 | MERLIN MEDICAL | PM | 1 | 15
4954 | IN SERVICE | SOL6346 | MEDINA HOUSE | COMMUNITY NURSING-FIRST FLOOR | PULSE OXIMETER-FINGER | W4350 | 171103900149 | MERLIN MEDICAL | PM | 1 | 15
4955 | IN SERVICE | SOL4903 | ST MARY'S COMMUNITY HEALTH CAMPUS | THE TURNER CENTRE-HEART FAILURE TEAM | PULSE OXIMETER-FINGER | W4350 | 171103900219 | MERLIN MEDICAL | PM | 1 | 15
4956 | IN SERVICE | SOL4900 | ST MARY'S COMMUNITY HEALTH CAMPUS | COMMUNITY NURSING TEAM | PULSE OXIMETER-FINGER | W4350 | 171103900214 | MERLIN MEDICAL | PM | 1 | 15
4957 | IN SERVICE | SOL4902 | ST MARY'S COMMUNITY HEALTH CAMPUS | COMMUNITY NURSING TEAM | PULSE OXIMETER-FINGER | W4350 | 171103900147 | MERLIN MEDICAL | PM | 1 | 15
4958 | IN SERVICE | SOL7551 | ST MARY'S COMMUNITY HEALTH CAMPUS | COMMUNITY NURSING TEAM | PULSE OXIMETER-FINGER | W4350 | 171103900215 | MERLIN MEDICAL | PM | 1 | 15
4960 | IN SERVICE | SOL5905 | ST MARY'S COMMUNITY HEALTH CAMPUS | COMMUNITY NURSING TEAM | THERMOMETER | ET-100A | 5905 | SCIAN | PM | 1 | 15
4961 | IN SERVICE | SOL4891 | ST MARY'S COMMUNITY HEALTH CAMPUS | COMMUNITY NURSING TEAM | THERMOMETER | ET-100A | NOT FOUND | TIMESCO | PM | 1 | 15
4962 | IN SERVICE | SOL2946 | ST MARY'S COMMUNITY HEALTH CAMPUS | COMMUNITY NURSING TEAM | THERMOMETER | ET-100A | NOT FOUND | TIMESCO | PM | 1 | 15
4966 | IN SERVICE | SOL5002 | ST MARY'S COMMUNITY HEALTH CAMPUS | COMMUNITY NURSING TEAM | THERMOMETER | ET-100A | NOT FOUND | TIMESCO | PM | 1 | 15
4967 | IN SERVICE | SOL7538 | ST MARY'S COMMUNITY HEALTH CAMPUS | COMMUNITY NURSING TEAM | THERMOMETER | ET-100A | NOT FOUND | TIMESCO | PM | 1 | 15
4970 | IN SERVICE | SOL8426 | MEDINA HOUSE | COMMUNITY NURSING-FIRST FLOOR | THERMOMETER | ET-100A | NOT FOUND | TIMESCO | PM | 1 | 15
4971 | IN SERVICE | SOL4879 | ST MARY'S COMMUNITY HEALTH CAMPUS | COMMUNITY NURSING TEAM | THERMOMETER | ET-100A | NOT FOUND | TIMESCO | PM | 1 | 15
4974 | IN SERVICE | SOL8421 | MEDINA HOUSE | COMMUNITY NURSING-FIRST FLOOR | THERMOMETER | ET-100A | NOT FOUND | TIMESCO | PM | 1 | 15
4975 | IN SERVICE | SOL4801 | ST MARY'S COMMUNITY HEALTH CAMPUS | COMMUNITY NURSING TEAM | THERMOMETER | ET-100A | NOT FOUND | TIMESCO | PM | 1 | 15
4977 | IN SERVICE | SOL2936 | ST MARY'S COMMUNITY HEALTH CAMPUS | COMMUNITY NURSING TEAM | THERMOMETER | ET-100A | NOT FOUND | TIMESCO | PM | 1 | 15
4978 | IN SERVICE | SOL5031 | ST MARY'S COMMUNITY HEALTH CAMPUS | COMMUNITY NURSING TEAM | THERMOMETER | ET-100A | NOT FOUND | TIMESCO | PM | 1 | 15
4979 | IN SERVICE | SOL6386 | ST MARY'S COMMUNITY HEALTH CAMPUS | COMMUNITY NURSING TEAM | THERMOMETER | ET-100A | 1607011 | INFRA-RED | PM | 1 | 15
4980 | IN SERVICE | SOL7549 | ST MARY'S COMMUNITY HEALTH CAMPUS | COMMUNITY NURSING TEAM | THERMOMETER | ET-100A | NOT FOUND | TIMESCO | PM | 1 | 15
4982 | IN SERVICE | SOL4894 | ST MARY'S COMMUNITY HEALTH CAMPUS | COMMUNITY NURSING TEAM | THERMOMETER | ET-100A | NOT FOUND | TIMESCO | PM | 1 | 15
4987 | IN SERVICE | SOL5013 | ST MARY'S COMMUNITY HEALTH CAMPUS | COMMUNITY NURSING TEAM | BLOOD PRESSURE MONITOR | DUPLEX ANERIOD | 170200476 | ACCOSON | PM | 1 | 8
4988 | IN SERVICE | SOL4850 | ST MARY'S COMMUNITY HEALTH CAMPUS | COMMUNITY NURSING TEAM | BLOOD PRESSURE MONITOR | DUPLEX ANERIOD | 170200365 | ACCOSON | PM | 1 | 8
4989 | IN SERVICE | SOL2942 | ST MARY'S COMMUNITY HEALTH CAMPUS | COMMUNITY NURSING TEAM | BLOOD PRESSURE MONITOR | DUPLEX ANERIOD | 170200333 | ACCOSON | PM | 1 | 8
4990 | IN SERVICE | SOL4849 | ST MARY'S COMMUNITY HEALTH CAMPUS | COMMUNITY NURSING TEAM | BLOOD PRESSURE MONITOR | DUPLEX ANERIOD | 170200250 | ACCOSON | PM | 1 | 8
4991 | IN SERVICE | SOL8193 | ST MARY'S COMMUNITY HEALTH CAMPUS | COMMUNITY NURSING TEAM | BLOOD PRESSURE MONITOR | DUPLEX ANERIOD | 170200499 | ACCOSON | PM | 1 | 8
4992 | IN SERVICE | SOL4851 | ST MARY'S COMMUNITY HEALTH CAMPUS | COMMUNITY NURSING TEAM | BLOOD PRESSURE MONITOR | DUPLEX ANERIOD | 170200472 | ACCOSON | PM | 1 | 8
4993 | IN SERVICE | SOL4848 | ST MARY'S COMMUNITY HEALTH CAMPUS | COMMUNITY NURSING TEAM | BLOOD PRESSURE MONITOR | DUPLEX ANERIOD | 170200331 | ACCOSON | PM | 1 | 8
4994 | IN SERVICE | SOL4852 | ST MARY'S COMMUNITY HEALTH CAMPUS | COMMUNITY NURSING TEAM | BLOOD PRESSURE MONITOR | DUPLEX ANERIOD | 170200337 | ACCOSON | PM | 1 | 8
4995 | IN SERVICE | SOL5636 | ST MARY'S COMMUNITY HEALTH CAMPUS | COMMUNITY NURSING TEAM | BLOOD PRESSURE MONITOR | DUPLEX ANERIOD | 170200423 | ACCOSON | PM | 1 | 8
4996 | IN SERVICE | SOL4841 | ST MARY'S COMMUNITY HEALTH CAMPUS | COMMUNITY NURSING TEAM | BLOOD PRESSURE MONITOR | DUPLEX ANERIOD | 170200310 | ACCOSON | PM | 1 | 8
4997 | IN SERVICE | SOL4847 | ST MARY'S COMMUNITY HEALTH CAMPUS | COMMUNITY NURSING TEAM | BLOOD PRESSURE MONITOR | DUPLEX ANERIOD | 170200407 | ACCOSON | PM | 1 | 8
4999 | IN SERVICE | SOL6344 | MEDINA HOUSE | COMMUNITY NURSING-FIRST FLOOR | BLOOD PRESSURE MONITOR | DUPLEX ANERIOD | 170200251 | ACCOSON | PM | 1 | 8
5000 | IN SERVICE | SOL6338 | MEDINA HOUSE | COMMUNITY NURSING-FIRST FLOOR | BLOOD PRESSURE MONITOR | DUPLEX ANERIOD | 170200447 | ACCOSON | PM | 1 | 8
5001 | IN SERVICE | SOL6348 | MEDINA HOUSE | COMMUNITY NURSING-FIRST FLOOR | BLOOD PRESSURE MONITOR | DUPLEX ANERIOD | 170200252 | ACCOSON | PM | 1 | 8
5002 | IN SERVICE | SOL5030 | ST MARY'S COMMUNITY HEALTH CAMPUS | COMMUNITY NURSING TEAM | BLOOD PRESSURE MONITOR | DUPLEX ANERIOD | 170200204 | ACCOSON | PM | 1 | 8
5003 | IN SERVICE | SOL2934 | ST MARY'S COMMUNITY HEALTH CAMPUS | COMMUNITY NURSING TEAM | BLOOD PRESSURE MONITOR | DUPLEX ANERIOD | 170200479 | ACCOSON | PM | 1 | 8
5004 | IN SERVICE | SOL2947 | ST MARY'S COMMUNITY HEALTH CAMPUS | COMMUNITY NURSING TEAM | BLOOD PRESSURE MONITOR | DUPLEX ANERIOD | 170200259 | ACCOSON | PM | 1 | 8
5005 | IN SERVICE | SOL4802 | ST MARY'S COMMUNITY HEALTH CAMPUS | COMMUNITY NURSING TEAM | BLOOD PRESSURE MONITOR | DUPLEX ANERIOD | 170200314 | ACCOSON | PM | 1 | 8
5010 | IN SERVICE | SOL4754 | ST MARY'S COMMUNITY HEALTH CAMPUS | COMMUNITY NURSING TEAM | BLOOD PRESSURE MONITOR | DUPLEX ANERIOD | 170200254 | ACCOSON | PM | 1 | 8
5011 | IN SERVICE | SOL5918 | ST MARY'S COMMUNITY HEALTH CAMPUS | COMMUNITY NURSING TEAM | BLOOD PRESSURE MONITOR | DUPLEX ANERIOD | 170200258 | ACCOSON | PM | 1 | 8
5013 | IN SERVICE | SOL5927 | ST MARY'S COMMUNITY HEALTH CAMPUS | COMMUNITY NURSING TEAM | BLOOD PRESSURE MONITOR | DUPLEX ANERIOD | 170200455 | ACCOSON | PM | 1 | 8
5015 | IN SERVICE | SOL6387 | MEDINA HOUSE | COMMUNITY NURSING-FIRST FLOOR | BLOOD PRESSURE MONITOR | DUPLEX ANERIOD | 170200048 | ACCOSON | PM | 1 | 8
5016 | IN SERVICE | SOL7552 | ST MARY'S COMMUNITY HEALTH CAMPUS | COMMUNITY NURSING TEAM | BLOOD PRESSURE MONITOR | DUPLEX ANERIOD | 170200257 | ACCOSON | PM | 1 | 8
5017 | IN SERVICE | SOL4858 | ST MARY'S COMMUNITY HEALTH CAMPUS | COMMUNITY NURSING TEAM | BLOOD PRESSURE MONITOR | DUPLEX ANERIOD | 160800142 | ACCOSON | PM | 1 | 8
5018 | IN SERVICE | SOL4855 | ST MARY'S COMMUNITY HEALTH CAMPUS | COMMUNITY NURSING TEAM | BLOOD PRESSURE MONITOR | DUPLEX ANERIOD | 160700006 | ACCOSON | PM | 1 | 8
5019 | IN SERVICE | SOL4856 | ST MARY'S COMMUNITY HEALTH CAMPUS | COMMUNITY NURSING TEAM | BLOOD PRESSURE MONITOR | DUPLEX ANERIOD | 160700007 | ACCOSON | PM | 1 | 8
5020 | IN SERVICE | SOL4854 | ST MARY'S COMMUNITY HEALTH CAMPUS | COMMUNITY NURSING TEAM | BLOOD PRESSURE MONITOR | DUPLEX ANERIOD | 170200278 | ACCOSON | PM | 1 | 8
5021 | IN SERVICE | SOL4853 | ST MARY'S COMMUNITY HEALTH CAMPUS | COMMUNITY NURSING TEAM | BLOOD PRESSURE MONITOR | DUPLEX ANERIOD | 170200268 | ACCOSON | PM | 1 | 8
5022 | IN SERVICE | SOL4857 | ST MARY'S COMMUNITY HEALTH CAMPUS | COMMUNITY NURSING TEAM | BLOOD PRESSURE MONITOR | DUPLEX ANERIOD | 160700100 | ACCOSON | PM | 1 | 8
5023 | IN SERVICE | SOL1229 | EASTNEY HEALTH CENTRE | PODIATRY-PODIATRY CLINIC | DOPPLER | D900 | 900LX0A16934-07 | HUNTLEIGH HEALTHCARE | PM | 1 | 30
5025 | IN SERVICE | SOL6677 | JUBILEE HOUSE | PALLIATIVE CARE-FIRST FLOOR | THERMOMETER | THERMOSCAN PRO 4000 | 11109200692 | BRAUN | PM | 1 | 15
5026 | IN SERVICE | SOL6692 | JUBILEE HOUSE | PALLIATIVE CARE-FIRST FLOOR | NEBULISER | INNOSPIRE DELUXE | 126798 | PHILIPS HEALTHCARE | PM | 1 | 15
5027 | IN SERVICE | SOL6691 | JUBILEE HOUSE | PALLIATIVE CARE-FIRST FLOOR | NEBULISER | INNOSPIRE DELUXE | 126797 | PHILIPS HEALTHCARE | PM | 1 | 15
5028 | IN SERVICE | SOL0840 | JUBILEE HOUSE | INPATIENT UNIT-END OF LIFE CARE | BED-ELECTRIC | CONTURA 560 | 894848 | ARJO HUNTLEIGH | PM | 1 | 20
5030 | IN SERVICE | SOL6684 | JUBILEE HOUSE | PALLIATIVE CARE-FIRST FLOOR | BLOOD PRESSURE MONITOR | ANEROID | NOT FOUND | ACCOSON | PM | 1 | 8
5031 | IN SERVICE | SOL6681 | JUBILEE HOUSE | PALLIATIVE CARE-FIRST FLOOR | BLOOD PRESSURE MONITOR | ANEROID | NOT FOUND | ACCOSON | PM | 1 | 8
5032 | IN SERVICE | SOL6678 | JUBILEE HOUSE | PALLIATIVE CARE-FIRST FLOOR | PULSE OXIMETER-FINGER | W4350 | 9161044447 | MERLIN MEDICAL | PM | 1 | 15
5034 | IN SERVICE | SOL6676 | JUBILEE HOUSE | PALLIATIVE CARE-FIRST FLOOR | BLOOD PRESSURE MONITOR | DISYTEST | 98094283 | SPEIDEL & KEELER | PM | 1 | 8
5035 | IN SERVICE | SOL6675 | JUBILEE HOUSE | PALLIATIVE CARE-FIRST FLOOR | BLOOD PRESSURE MONITOR | ANEROID | NOT FOUND | ACCOSON | PM | 1 | 8
5036 | IN SERVICE | SOL6690 | JUBILEE HOUSE | PALLIATIVE CARE-FIRST FLOOR | BLOOD PRESSURE MONITOR | ANEROID | NOT FOUND | ACCOSON | PM | 1 | 8
5038 | IN SERVICE | SOL0812 | ST MARY'S COMMUNITY HEALTH CAMPUS | OLDER PEOPLE MENTAL HEALTH-THE LANGSTONE CENTRE | BLOOD PRESSURE MONITOR | DB32 | YX380549 | TRULY INSTRUMENTS | PM | 1 | 8
5039 | IN SERVICE | SOL0824 | ST MARY'S COMMUNITY HEALTH CAMPUS | OLDER PEOPLE MENTAL HEALTH-THE LANGSTONE CENTRE | BLOOD PRESSURE MONITOR | DB32 | YX380555 | TRULY INSTRUMENTS | PM | 1 | 8
5041 | IN SERVICE | SOL0817 | ST MARY'S COMMUNITY HEALTH CAMPUS | OLDER PEOPLE MENTAL HEALTH-THE LANGSTONE CENTRE | BLOOD PRESSURE MONITOR | M3 | 6313714LF | OMRON HEALTHCARE | PM | 1 | 8
5042 | IN SERVICE | SOL6952 | ST MARY'S COMMUNITY HEALTH CAMPUS | OLDER PEOPLE MENTAL HEALTH-THE LANGSTONE CENTRE | BLOOD PRESSURE MONITOR | ANEROID | 55 | ACCOSON | PM | 1 | 8
5043 | IN SERVICE | SOL0815 | ST MARY'S COMMUNITY HEALTH CAMPUS | OLDER PEOPLE MENTAL HEALTH-THE LANGSTONE CENTRE | BLOOD PRESSURE MONITOR | DB32 | YX381435 | TRULY INSTRUMENTS | PM | 1 | 8
5045 | IN SERVICE | SOL0819 | ST MARY'S COMMUNITY HEALTH CAMPUS | OLDER PEOPLE MENTAL HEALTH-THE LANGSTONE CENTRE | BLOOD PRESSURE MONITOR | ANEROID | 141343 | ACCOSON | PM | 1 | 8
5046 | IN SERVICE | SOL0818 | ST MARY'S COMMUNITY HEALTH CAMPUS | OLDER PEOPLE MENTAL HEALTH-THE LANGSTONE CENTRE | BLOOD PRESSURE MONITOR | M3 | 6313713LF | OMRON HEALTHCARE | PM | 1 | 8
5047 | IN SERVICE | SOL0816 | ST MARY'S COMMUNITY HEALTH CAMPUS | OLDER PEOPLE MENTAL HEALTH-THE LANGSTONE CENTRE | BLOOD PRESSURE MONITOR | DS54 | 160718072857 | WELCH ALLYN | PM | 1 | 8
5048 | IN SERVICE | SOL6935 | ST MARY'S COMMUNITY HEALTH CAMPUS | OLDER PEOPLE MENTAL HEALTH-THE LANGSTONE CENTRE | BLOOD PRESSURE MONITOR | DB32 | YX380770 | TRULY INSTRUMENTS | PM | 1 | 8
5049 | IN SERVICE | SOL0813 | ST MARY'S COMMUNITY HEALTH CAMPUS | OLDER PEOPLE MENTAL HEALTH-THE LANGSTONE CENTRE | BLOOD PRESSURE MONITOR | DB32 | YX380678 | TRULY INSTRUMENTS | PM | 1 | 8
5050 | IN SERVICE | SOL0809 | ST MARY'S COMMUNITY HEALTH CAMPUS | OLDER PEOPLE MENTAL HEALTH-THE LANGSTONE CENTRE | BLOOD PRESSURE MONITOR | DB32 | YX380521 | TRULY INSTRUMENTS | PM | 1 | 8
5053 | IN SERVICE | SOL0814 | ST MARY'S COMMUNITY HEALTH CAMPUS | OLDER PEOPLE MENTAL HEALTH-THE LANGSTONE CENTRE | BLOOD PRESSURE MONITOR | ANEROID | NOT FOUND | ACCOSON | PM | 1 | 8
5054 | IN SERVICE | SOL0692 | ST MARY'S COMMUNITY HEALTH CAMPUS | OLDER PEOPLE MENTAL HEALTH-THE LANGSTONE CENTRE | BLOOD PRESSURE MONITOR | ANEROID | NOT FOUND | ACCOSON | PM | 1 | 8
5055 | IN SERVICE | SOL0693 | ST MARY'S COMMUNITY HEALTH CAMPUS | OLDER PEOPLE MENTAL HEALTH-THE LANGSTONE CENTRE | GLUCOMETER | PRECISION QID | Q7782-8389 | MEDISENSE | ASSET ONLY | 1 | NOT TO BE PRICED
5056 | IN SERVICE | SOL5543 | NORTH HANTS HOSPITAL | DENTAL-DTC DENTAL CLINIC | DENTAL ULTRASONIC SCALER | CAVITRON SELECT SPS | 123-35012 | DENTSPLY | OEM-AIH | 1 | 25
5057 | IN SERVICE | SOL7642 | NORTH HANTS HOSPITAL | DENTAL-DTC DENTAL CLINIC | DENTAL CART | CLESTA II | FB15D0143 | BELMONT | ASSET ONLY | 1 | NOT TO BE PRICED
5059 | IN SERVICE | SOL7643 | NORTH HANTS HOSPITAL | DENTAL-DTC DENTAL CLINIC | DENTAL CURING LIGHT | STARLIGHT PRO | 072MM394 | MECTRON | OEM-AIH | 1 | 15
5062 | IN SERVICE | SOL1130 | QUEEN ALEXANDRA HOSPITAL | DENTAL-POSWILLO DENTAL CENTRE | ULTRASONIC ACTIVITY METER | HYGEA WAND | UEM20825 | ULTRAWAVE | ASSET ONLY | 1 | NOT TO BE PRICED
5063 | IN SERVICE | SOL1115 | QUEEN ALEXANDRA HOSPITAL | DENTAL-POSWILLO DENTAL CENTRE | DENTAL CART | 5200 | B36586 | FOREST DENTAL PRODUCTS INC | OEM-AIH | 1 | 110
5068 | IN SERVICE | SOL1070 | QUEEN ALEXANDRA HOSPITAL | DENTAL-POSWILLO DENTAL CENTRE | DENTAL CART | 2562 | C586539 | A-DEC DENTAL | ASSET ONLY | 1 | NOT TO BE PRICED
5069 | IN SERVICE | SOL5943 | ROYAL HAMPSHIRE COUNTY HOSPITAL | DENTAL-BURRELL WING | DENTAL AMALGAMATOR | SILAMAT S6 | 1645884 | IVOCLAR VIVADENT | OEM-AIH | 1 | 25
5070 | IN SERVICE | SOL0143 | ST MARY'S COMMUNITY HEALTH CAMPUS | SEXUAL HEALTH | PULSE OXIMETER-HANDHELD | N65 | G09813932 | NELLCOR | PM | 1 | 55
5075 | IN SERVICE | SOL0318 | ST MARY'S COMMUNITY HEALTH CAMPUS | SEXUAL HEALTH | BLOOD PRESSURE MONITOR | ANEROID | NOT FOUND | ACCOSON | PM | 1 | 8
5083 | IN SERVICE | SOL0237 | ST MARY'S COMMUNITY HEALTH CAMPUS | COMMUNITY BLADDER AND BOWEL SERVICE-DSU BUILDING | BLADDER SCANNER | BIOCON 700 | BC700-HB463510 | DE SMIT MEDICAL | OEM-AIH | 1 | 650
5084 | IN SERVICE | SOL0421 | ST MARY'S COMMUNITY HEALTH CAMPUS | COMMUNITY BLADDER AND BOWEL SERVICE-DSU BUILDING | BLADDER SCANNER | BIOCON 700 | BC700HB463410 | DE SMIT MEDICAL | OEM-AIH | 1 | 650
5085 | IN SERVICE | SOL0136 | ST MARY'S COMMUNITY HEALTH CAMPUS | SEXUAL HEALTH | BLOOD PRESSURE MONITOR | ANEROID | NOT FOUND | ACCOSON | PM | 1 | 8
5086 | IN SERVICE | SOL6564 | ST MARY'S COMMUNITY HEALTH CAMPUS | SEXUAL HEALTH | BLOOD PRESSURE MONITOR | M6 AC | 20160300071VG | OMRON HEALTHCARE | PM | 1 | 8
5087 | IN SERVICE | SOL6545 | ST MARY'S COMMUNITY HEALTH CAMPUS | SEXUAL HEALTH | LIGHT-EXAMINATION | C50FXMP | 28185/4 | BRANDON MEDICAL | PM | 1 | 10
5088 | IN SERVICE | SOL0275 | ST MARY'S COMMUNITY HEALTH CAMPUS | SEXUAL HEALTH | BLOOD PRESSURE MONITOR | M6 AC | 20160300073VG | OMRON HEALTHCARE | PM | 1 | 8
5090 | IN SERVICE | SOL0151 | ST MARY'S COMMUNITY HEALTH CAMPUS | SEXUAL HEALTH | BLOOD PRESSURE MONITOR | M6 AC | 20160300076VG | OMRON HEALTHCARE | PM | 1 | 8
5092 | IN SERVICE | SOL0263 | ST MARY'S COMMUNITY HEALTH CAMPUS | SEXUAL HEALTH | THERMOMETER | THERMOSCAN PRO 4000 | 12313K04268 | BRAUN | PM | 1 | 15
5093 | IN SERVICE | SOL0262 | ST MARY'S COMMUNITY HEALTH CAMPUS | SEXUAL HEALTH | BLOOD PRESSURE MONITOR | M6 AC | 20160300072VG | OMRON HEALTHCARE | PM | 1 | 8
5094 | IN SERVICE | SOL6559 | ST MARY'S COMMUNITY HEALTH CAMPUS | SEXUAL HEALTH | BLOOD PRESSURE MONITOR | UA-767 | 5150700960 | A&D INSTRUMENTS | PM | 1 | 8
5096 | IN SERVICE | SOL0260 | ST MARY'S COMMUNITY HEALTH CAMPUS | SEXUAL HEALTH | THERMOMETER | THERMOSCAN PRO 4000 | 20415K00728 | BRAUN | PM | 1 | 15
5098 | IN SERVICE | SOL0272 | ST MARY'S COMMUNITY HEALTH CAMPUS | SEXUAL HEALTH | BLOOD PRESSURE MONITOR | M6 AC | 20160300077VG | OMRON HEALTHCARE | PM | 1 | 8
5099 | IN SERVICE | SOL6578 | ST MARY'S COMMUNITY HEALTH CAMPUS | SEXUAL HEALTH | LIGHT-EXAMINATION | LHH20 | NOT FOUND | LUXO LTD | PM | 1 | 10
5100 | IN SERVICE | SOL0339 | ST MARY'S COMMUNITY HEALTH CAMPUS | SEXUAL HEALTH | SCALES | 877 | 5877289117363 | SECA LTD | PM | 1 | 15
5101 | IN SERVICE | SOL6584 | ST MARY'S COMMUNITY HEALTH CAMPUS | SEXUAL HEALTH | LIGHT-EXAMINATION | LHH20 | NOT FOUND | LUXO LTD | PM | 1 | 10
5104 | IN SERVICE | SOL0163 | ST MARY'S COMMUNITY HEALTH CAMPUS | SEXUAL HEALTH | BLOOD PRESSURE MONITOR | SERIES 28 | 790295 | LYALL WILLIS | PM | 1 | 8
5106 | IN SERVICE | SOL0324 | ST MARY'S COMMUNITY HEALTH CAMPUS | SEXUAL HEALTH | BLOOD PRESSURE MONITOR | SERIES 28 | 790279 | LYALL WILLIS | PM | 1 | 8
5108 | IN SERVICE | SOL6587 | ST MARY'S COMMUNITY HEALTH CAMPUS | SEXUAL HEALTH | LIGHT-EXAMINATION | LHH20 | 98976 | LUXO LTD | PM | 1 | 10
5109 | IN SERVICE | SOL6554 | FAREHAM HEALTH CENTRE | SEXUAL HEALTH | LIGHT-EXAMINATION | HL1200 | NOT FOUND | HEINE | PM | 1 | 10
5112 | IN SERVICE | SOL6777 | ST MARY'S COMMUNITY HEALTH CAMPUS | PORTSMOUTH REHAB AND REABLEMENT TEAM - PRRT | PULSE OXIMETER-FINGER | W4350 | 124726100116 | MERLIN MEDICAL | PM | 1 | 15
5118 | IN SERVICE | SOL6778 | ST MARY'S COMMUNITY HEALTH CAMPUS | PORTSMOUTH REHAB AND REABLEMENT TEAM - PRRT | GLUCOMETER | OPTIUM XCEED | XCMR189-PO2DF | ABBOTS MEDICAL | ASSET ONLY | 1 | NOT TO BE PRICED
5119 | IN SERVICE | SOL6801 | ST MARY'S COMMUNITY HEALTH CAMPUS | PORTSMOUTH REHAB AND REABLEMENT TEAM - PRRT | GLUCOMETER | OPTIUM XCEED | XCB216-0297 | ABBOTS MEDICAL | ASSET ONLY | 1 | NOT TO BE PRICED
5127 | IN SERVICE | SOL6782 | ST MARY'S COMMUNITY HEALTH CAMPUS | PORTSMOUTH REHAB AND REABLEMENT TEAM - PRRT | THERMOMETER | THERMOSCAN PRO 4000 | 19713K01818 | BRAUN | PM | 1 | 15
5129 | IN SERVICE | SOL6784 | ST MARY'S COMMUNITY HEALTH CAMPUS | PORTSMOUTH REHAB AND REABLEMENT TEAM - PRRT | GLUCOMETER | OPTIUM XCEED | XCE906-B158 | ABBOTS MEDICAL | ASSET ONLY | 1 | NOT TO BE PRICED
5130 | IN SERVICE | SOL6808 | ST MARY'S COMMUNITY HEALTH CAMPUS | PORTSMOUTH REHAB AND REABLEMENT TEAM - PRRT | THERMOMETER | ET-100A | NOT FOUND | TIMESCO | PM | 1 | 15
5131 | IN SERVICE | SOL6802 | ST MARY'S COMMUNITY HEALTH CAMPUS | PORTSMOUTH REHAB AND REABLEMENT TEAM - PRRT | THERMOMETER | ET-100A | NOT FOUND | TIMESCO | PM | 1 | 15
5132 | IN SERVICE | SOL6819 | ST MARY'S COMMUNITY HEALTH CAMPUS | PORTSMOUTH REHAB AND REABLEMENT TEAM - PRRT | GLUCOMETER | FREESTYLE OPTIMUM | XEMT356P20BE | ABBOTS MEDICAL | ASSET ONLY | 1 | NOT TO BE PRICED
5134 | IN SERVICE | SOL6790 | ST MARY'S COMMUNITY HEALTH CAMPUS | PORTSMOUTH REHAB AND REABLEMENT TEAM - PRRT | GLUCOMETER | FREESTYLE OPTIUM NEO | LAMU295S02949 | ABBOTS MEDICAL | ASSET ONLY | 1 | NOT TO BE PRICED
5135 | IN SERVICE | SOL6788 | ST MARY'S COMMUNITY HEALTH CAMPUS | PORTSMOUTH REHAB AND REABLEMENT TEAM - PRRT | PULSE OXIMETER-FINGER | W4350 | 134826100158 | MERLIN MEDICAL | PM | 1 | 15
5136 | IN SERVICE | SOL6809 | ST MARY'S COMMUNITY HEALTH CAMPUS | PORTSMOUTH REHAB AND REABLEMENT TEAM - PRRT | PULSE OXIMETER-FINGER | W4350 | 161403800054 | MERLIN MEDICAL | PM | 1 | 15
5137 | IN SERVICE | SOL6800 | ST MARY'S COMMUNITY HEALTH CAMPUS | PORTSMOUTH REHAB AND REABLEMENT TEAM - PRRT | PULSE OXIMETER-FINGER | W4350 | 131726101740 | MERLIN MEDICAL | PM | 1 | 15
5138 | IN SERVICE | SOL11740 | ST MARY'S COMMUNITY HEALTH CAMPUS | PORTSMOUTH REHAB AND REABLEMENT TEAM - PRRT | BLOOD PRESSURE MONITOR | ANEROID | 130410387 | ACCOSON | PM | 1 | 8
5139 | IN SERVICE | SOL6789 | ST MARY'S COMMUNITY HEALTH CAMPUS | PORTSMOUTH REHAB AND REABLEMENT TEAM - PRRT | BLOOD PRESSURE MONITOR | ANEROID | 1249771 | WELCH ALLYN | PM | 1 | 8
5140 | IN SERVICE | SOL1532 | ADELAIDE HEALTH CENTRE | CHILDREN CONTINENCE-LEVEL 2 | ENURESIS ALARM | SM1 | NOT FOUND | NH EASTWOOD | PM | 1 | 10
5143 | IN SERVICE | SOL3487 | BROADCAST HOUSE | COMMUNITY NURSING TEAM | ASPIRATOR | LSU | 78010207524 | LAERDAL MEDICAL | PM | 1 | 25
5148 | IN SERVICE | SOL5480 | MOORGREEN HOSPITAL | PHYSIOTHERAPY-STONEHAM CENTRE | SCALES | 824/890 MK | 4040 | FARADAY | PM | 1 | 15
5153 | IN SERVICE | SOL7088 | ROYAL SOUTH HANTS HOSPITAL | COMMUNITY NURSING TEAM | THERMOMETER | 6022 | 11101226859 | BRAUN | PM | 1 | 15
5156 | IN SERVICE | SOL4608 | ROYAL SOUTH HANTS HOSPITAL | INPATIENT THERAPY-CLINICAL STAFF | DEFIBRILLATOR-AED | HEARTSTART FR2 | NOT FOUND | PHILIPS HEALTHCARE | ASSET ONLY | 1 | NOT TO BE PRICED
5160 | IN SERVICE | SOL1274 | WESTERN COMMUNITY HOSPITAL | SNOWDON WARD-MAIN BLOCK | ARTIFICIAL LARYNX | LIGHTWRITER SL35M | 16505 | TOBY CHURCHILL | PM | 1 | 20
5169 | IN SERVICE | SOL4441 | ROYAL SOUTH HANTS HOSPITAL | BRAMBLES WARD-LOWER BRAMBLES | HOIST-ELECTRIC | SARA 3000 | NOT FOUND | ARJO HUNTLEIGH | OEM-MEDACO | 1 | 90
5170 | IN SERVICE | SOL4440 | ROYAL SOUTH HANTS HOSPITAL | BRAMBLES WARD-LOWER BRAMBLES | HOIST | OPERA | GB110412047T | ARJO HUNTLEIGH | OEM-MEDACO | 1 | 90
5187 | IN SERVICE | SOL7417 | ADELAIDE HEALTH CENTRE | CHILDREN COMMUNITY NURSING TEAM-LEVEL 2 | ASPIRATOR | 7305U | PU110186 | DRIVE DEVILBISS | PM | 1 | 25
5199 | IN SERVICE | SOL5408 | ADELAIDE HEALTH CENTRE | CHILDREN COMMUNITY NURSING TEAM-LEVEL 2 | PULSE OXIMETER-HANDHELD | N65 | G06811420 | NELLCOR | PM | 1 | 55
5241 | IN SERVICE | SOL4497 | BITTERNE HEALTH CENTRE | SITE SERVICES-CONSULTING ROOM | DIAGNOSTIC SET | 76714 | NOT FOUND | WELCH ALLYN | PM | 1 | 5
5248 | IN SERVICE | SOL4594 | ROYAL SOUTH HANTS HOSPITAL | COMMUNITY NURSING TEAM | BLOOD PRESSURE MONITOR | AC0312 | NOT FOUND | ACCOSON | PM | 1 | 8
5259 | IN SERVICE | SOL3981 | BITTERNE HEALTH CENTRE | PODIATRY-PODIATRY CLINIC | DOPPLER | MD2 | MD2P10209064-07 | HUNTLEIGH HEALTHCARE | PM | 1 | 30
5260 | IN SERVICE | SOL1379 | BITTERNE HEALTH CENTRE | PODIATRY-PODIATRY CLINIC | DOPPLER | MD2 | MD2P10209069-07 | HUNTLEIGH HEALTHCARE | PM | 1 | 30
5261 | IN SERVICE | SOL5866 | SATELLITE CLINIC | HOMELESS HEALTH TEAM-PATRICK HOUSE HOSTEL | SCALES | 761 | 276114509219 | SECA LTD | PM | 1 | 15
5274 | IN SERVICE | SOL6018 | ADELAIDE HEALTH CENTRE | CHILDREN CONTINENCE-LEVEL 2 | ENURESIS ALARM | M04 | NOT FOUND | MALEM MEDICAL | PM | 1 | 10
5324 | IN SERVICE | SOL5353 | BROADCAST HOUSE | COMMUNITY NURSING TEAM | DOPPLER | D900 | 900LX0A2330-07 | HUNTLEIGH HEALTHCARE | PM | 1 | 30
5336 | IN SERVICE | SOL5362 | BROADCAST HOUSE | COMMUNITY NURSING TEAM | BREATH ANALYSER | MICRO CO | 48834 | MICRO MEDICAL | PM | 1 | 95
5342 | IN SERVICE | SOL4084 | ADELAIDE HEALTH CENTRE | CHILDREN CONTINENCE-LEVEL 2 | BLOOD PRESSURE MONITOR | AC0312 | 80100369 | ACCOSON | PM | 1 | 8
5343 | IN SERVICE | SOL4079 | ADELAIDE HEALTH CENTRE | CHILDREN CONTINENCE-LEVEL 2 | BLOOD PRESSURE MONITOR | AC0312 | 80100447 | ACCOSON | PM | 1 | 8
5347 | IN SERVICE | SOL4122 | ADELAIDE HEALTH CENTRE | CHILDREN CONTINENCE-LEVEL 2 | ENURESIS ALARM | VIBRAWAKE DP1S&DP2S | NOT FOUND | VIBRAWAKE | PM | 1 | 10
5348 | IN SERVICE | SOL4124 | ADELAIDE HEALTH CENTRE | CHILDREN CONTINENCE-LEVEL 2 | ENURESIS ALARM | VIBRAWAKE DP1S&DP2S | NOT FOUND | VIBRAWAKE | PM | 1 | 10
5352 | IN SERVICE | SOL4121 | ADELAIDE HEALTH CENTRE | CHILDREN CONTINENCE-LEVEL 2 | ENURESIS ALARM | M06 | NOT FOUND | MALEM MEDICAL | PM | 1 | 10
5380 | IN SERVICE | SOL7870 | ADELAIDE HEALTH CENTRE | PODIATRY-PODIATRY CLINIC | DOPPLER | SD2 | SD2P10205716-08 | HUNTLEIGH HEALTHCARE | PM | 1 | 30
5381 | IN SERVICE | SOL1416 | HYTHE HOSPITAL | PODIATRY-PODIATRY CLINIC | DOPPLER | SD2 | SD2P10205719-08 | HUNTLEIGH HEALTHCARE | PM | 1 | 30
5384 | IN SERVICE | SOL3518 | BITTERNE HEALTH CENTRE | COMMUNITY NURSING TEAM | DIAGNOSTIC SET | 1503-P-1034 | NOT FOUND | KEELER | PM | 1 | 5
5386 | IN SERVICE | SOL3989 | BITTERNE HEALTH CENTRE | SITE SERVICES-CONSULTING ROOM | VITAL SIGNS MONITOR | ELAN MONITOR | 1351 | MED LAB | PM | 1 | 55
5388 | IN SERVICE | SOL1269 | WESTERN COMMUNITY HOSPITAL | SNOWDON WARD-MAIN BLOCK | ELECTRONIC COMMUNICATION AID | WAP-3 | U09/001001-01 | MONACOR | PM | 1 | 45
5389 | IN SERVICE | SOL1268 | WESTERN COMMUNITY HOSPITAL | SNOWDON WARD-MAIN BLOCK | ELECTRONIC COMMUNICATION AID | WAP-3 | U09/001037-01 | MONACOR | PM | 1 | 45
5395 | IN SERVICE | SOL6776 | WESTERN COMMUNITY HOSPITAL | SNOWDON WARD-MAIN BLOCK | BED-ELECTRIC | 25000E/L | NOT FOUND | ARJO HUNTLEIGH | PM | 1 | 20
5397 | IN SERVICE | SOL3602 | BITTERNE HEALTH CENTRE | COMMUNITY NURSING TEAM | PULSE OXIMETER-FINGER | MD300C2 | 1425-04703969 | BEIJING CHOICE ELECTRONICS | PM | 1 | 15
5399 | IN SERVICE | SOL1253 | WESTERN COMMUNITY HOSPITAL | SNOWDON WARD-MAIN BLOCK | ARTIFICIAL LARYNX | LIGHTWRITER SL35M | 14721 | TOBY CHURCHILL | PM | 1 | 20
5406 | IN SERVICE | SOL3496 | BROADCAST HOUSE | COMMUNITY NURSING TEAM | DOPPLER | D900 | 900LX0A08489-06 | HUNTLEIGH HEALTHCARE | PM | 1 | 30
5407 | IN SERVICE | SOL3832 | BROADCAST HOUSE | COMMUNITY NURSING TEAM | DOPPLER | D900 | 900LX0A08506-06 | HUNTLEIGH HEALTHCARE | PM | 1 | 30
5425 | IN SERVICE | SOL1557 | BROADCAST HOUSE | COMMUNITY NURSING TEAM | DIAGNOSTIC SET | 1503-P-1034 | NOT FOUND | KEELER | PM | 1 | 5
5433 | IN SERVICE | SOL8226 | ROYAL SOUTH HANTS HOSPITAL | COMMUNITY NURSING TEAM | BLOOD PRESSURE MONITOR | DURASHOCK DS65 | 81110111292 | WELCH ALLYN | PM | 1 | 8
5438 | IN SERVICE | SOL2493 | ROYAL SOUTH HANTS HOSPITAL | DENTAL-SURGERY 1 | BLOOD PRESSURE MONITOR | R3 | 20091201240LF | OMRON HEALTHCARE | OEM-AIH | 1 | 8
5439 | IN SERVICE | SOL2508 | ROYAL SOUTH HANTS HOSPITAL | DENTAL-STORE ROOM | VITAL SIGNS MONITOR | DINAMAP AV100 | SDT11080613SA | GE HEALTHCARE | OEM-AIH | 1 | 55
5440 | IN SERVICE | SOL4637 | ROYAL SOUTH HANTS HOSPITAL | FANSHAWE WARD | SUCTION REGULATOR | HIGH SUCTION | 3288 | THERAPY EQUIPMENT | PM | 1 | 12
5441 | IN SERVICE | SOL4629 | ROYAL SOUTH HANTS HOSPITAL | FANSHAWE WARD | SUCTION REGULATOR | HIGH SUCTION | 3292 | THERAPY EQUIPMENT | PM | 1 | 12
5443 | IN SERVICE | SOL4647 | ROYAL SOUTH HANTS HOSPITAL | FANSHAWE WARD | SUCTION REGULATOR | HIGH SUCTION | 3284 | THERAPY EQUIPMENT | PM | 1 | 12
5445 | IN SERVICE | SOL2630 | ROYAL SOUTH HANTS HOSPITAL | FANSHAWE WARD | SUCTION REGULATOR | HIGH SUCTION | 3285 | THERAPY EQUIPMENT | PM | 1 | 12
5446 | IN SERVICE | SOL4660 | ROYAL SOUTH HANTS HOSPITAL | FANSHAWE WARD | SUCTION REGULATOR | HIGH SUCTION | 3302 | THERAPY EQUIPMENT | PM | 1 | 12
5447 | IN SERVICE | SOL4651 | ROYAL SOUTH HANTS HOSPITAL | FANSHAWE WARD | SUCTION REGULATOR | HIGH SUCTION | 3286 | THERAPY EQUIPMENT | PM | 1 | 12
5449 | IN SERVICE | SOL4633 | ROYAL SOUTH HANTS HOSPITAL | FANSHAWE WARD | SUCTION REGULATOR | HIGH SUCTION | 3289 | THERAPY EQUIPMENT | PM | 1 | 12
5451 | IN SERVICE | SOL4622 | ROYAL SOUTH HANTS HOSPITAL | FANSHAWE WARD | SUCTION REGULATOR | HIGH SUCTION | 3293 | THERAPY EQUIPMENT | PM | 1 | 12
5452 | IN SERVICE | SOL4624 | ROYAL SOUTH HANTS HOSPITAL | FANSHAWE WARD | SUCTION REGULATOR | HIGH SUCTION | 3290 | THERAPY EQUIPMENT | PM | 1 | 12
5453 | IN SERVICE | SOL2617 | ROYAL SOUTH HANTS HOSPITAL | FANSHAWE WARD | SUCTION REGULATOR | HIGH SUCTION | 3300 | THERAPY EQUIPMENT | PM | 1 | 12
5455 | IN SERVICE | SOL6310 | ROYAL SOUTH HANTS HOSPITAL | FANSHAWE WARD | SUCTION REGULATOR | HIGH SUCTION | 3294 | THERAPY EQUIPMENT | PM | 1 | 12
5456 | IN SERVICE | SOL4654 | ROYAL SOUTH HANTS HOSPITAL | FANSHAWE WARD | SUCTION REGULATOR | HIGH SUCTION | 3301 | THERAPY EQUIPMENT | PM | 1 | 12
5457 | IN SERVICE | SOL6141 | ROYAL SOUTH HANTS HOSPITAL | FANSHAWE WARD | SUCTION REGULATOR | HIGH SUCTION | 3297 | THERAPY EQUIPMENT | PM | 1 | 12
5458 | IN SERVICE | SOL6308 | ROYAL SOUTH HANTS HOSPITAL | FANSHAWE WARD | FLOWMETER-O2-SINGLE | SINGLE | 48708 | THERAPY EQUIPMENT | PM | 1 | 5
5459 | IN SERVICE | SOL2612 | ROYAL SOUTH HANTS HOSPITAL | FANSHAWE WARD | FLOWMETER-O2-SINGLE | SINGLE | 48703 | THERAPY EQUIPMENT | PM | 1 | 5
5460 | IN SERVICE | SOL4655 | ROYAL SOUTH HANTS HOSPITAL | FANSHAWE WARD | FLOWMETER-O2-SINGLE | SINGLE | 48713 | THERAPY EQUIPMENT | PM | 1 | 5
5461 | IN SERVICE | SOL4569 | ROYAL SOUTH HANTS HOSPITAL | FANSHAWE WARD | FLOWMETER-O2-SINGLE | SINGLE | NOT FOUND | THERAPY EQUIPMENT | PM | 1 | 5
5462 | IN SERVICE | SOL4621 | ROYAL SOUTH HANTS HOSPITAL | FANSHAWE WARD | FLOWMETER-O2-SINGLE | SINGLE | 48699 | THERAPY EQUIPMENT | PM | 1 | 5
5463 | IN SERVICE | SOL6309 | ROYAL SOUTH HANTS HOSPITAL | FANSHAWE WARD | FLOWMETER-O2-SINGLE | SINGLE | 48704 | THERAPY EQUIPMENT | PM | 1 | 5
5464 | IN SERVICE | SOL4659 | ROYAL SOUTH HANTS HOSPITAL | FANSHAWE WARD | FLOWMETER-O2-SINGLE | SINGLE | 48710 | THERAPY EQUIPMENT | PM | 1 | 5
5465 | IN SERVICE | SOL4636 | ROYAL SOUTH HANTS HOSPITAL | FANSHAWE WARD | FLOWMETER-O2-SINGLE | SINGLE | 48698 | THERAPY EQUIPMENT | PM | 1 | 5
5467 | IN SERVICE | SOL2624 | ROYAL SOUTH HANTS HOSPITAL | FANSHAWE WARD | FLOWMETER-O2-SINGLE | SINGLE | 48702 | THERAPY EQUIPMENT | PM | 1 | 5
5468 | IN SERVICE | SOL4646 | ROYAL SOUTH HANTS HOSPITAL | FANSHAWE WARD | FLOWMETER-O2-SINGLE | SINGLE | 48714 | THERAPY EQUIPMENT | PM | 1 | 5
5469 | IN SERVICE | SOL4623 | ROYAL SOUTH HANTS HOSPITAL | FANSHAWE WARD | FLOWMETER-O2-SINGLE | SINGLE | 48715 | THERAPY EQUIPMENT | PM | 1 | 5
5470 | IN SERVICE | SOL6142 | ROYAL SOUTH HANTS HOSPITAL | FANSHAWE WARD | FLOWMETER-O2-SINGLE | SINGLE | 48711 | THERAPY EQUIPMENT | PM | 1 | 5
5471 | IN SERVICE | SOL2629 | ROYAL SOUTH HANTS HOSPITAL | FANSHAWE WARD | FLOWMETER-O2-SINGLE | SINGLE | 48701 | THERAPY EQUIPMENT | PM | 1 | 5
5472 | IN SERVICE | SOL4632 | ROYAL SOUTH HANTS HOSPITAL | FANSHAWE WARD | FLOWMETER-O2-SINGLE | SINGLE | 48716 | THERAPY EQUIPMENT | PM | 1 | 5
5473 | IN SERVICE | SOL4650 | ROYAL SOUTH HANTS HOSPITAL | FANSHAWE WARD | FLOWMETER-O2-SINGLE | SINGLE | 48717 | THERAPY EQUIPMENT | PM | 1 | 5
5474 | IN SERVICE | SOL2635 | ROYAL SOUTH HANTS HOSPITAL | FANSHAWE WARD | FLOWMETER-O2-SINGLE | SINGLE | 48709 | THERAPY EQUIPMENT | PM | 1 | 5
5475 | IN SERVICE | SOL4641 | ROYAL SOUTH HANTS HOSPITAL | FANSHAWE WARD | FLOWMETER-O2-SINGLE | SINGLE | NOT FOUND | THERAPY EQUIPMENT | PM | 1 | 5
5477 | IN SERVICE | SOL5285 | ROYAL SOUTH HANTS HOSPITAL | COMMUNITY NURSING TEAM | THERMOMETER | THERMOSCAN 6022 | 11112631049 | BRAUN | PM | 1 | 15
5483 | IN SERVICE | SOL5264 | ROYAL SOUTH HANTS HOSPITAL | COMMUNITY NURSING TEAM | THERMOMETER | THERMOSCAN 6022 | 11112523035 | BRAUN | PM | 1 | 15
5487 | IN SERVICE | SOL1837 | BITTERNE HEALTH CENTRE | CARDIAC SERVICES-FIRST FLOOR | DEFIBRILLATOR-AED | LIFEPAK 1000 | 37607838 | MEDTRONIC | ASSET ONLY | 1 | NOT TO BE PRICED
5488 | IN SERVICE | SOL5746 | ROYAL SOUTH HANTS HOSPITAL | SEXUAL HEALTH | DEFIBRILLATOR-AED | HEARTSTART FR2 | 1011890148 | PHILIPS HEALTHCARE | ASSET ONLY | 1 | NOT TO BE PRICED
5489 | IN SERVICE | SOL7271 | BITTERNE HEALTH CENTRE | EAST COMMUNITY INDEPENDENCE TEAM-WESTWOOD HOUSE | BLOOD PRESSURE MONITOR | DS54 | 160208083447 | WELCH ALLYN | PM | 1 | 8
5543 | IN SERVICE | SOL7180 | ADELAIDE HEALTH CENTRE | CHILDREN CONTINENCE-LEVEL 2 | ENURESIS ALARM | M03 | NOT FOUND | MALEM MEDICAL | PM | 1 | 10
5546 | IN SERVICE | SOL6075 | ADELAIDE HEALTH CENTRE | CHILDREN CONTINENCE-LEVEL 2 | ENURESIS ALARM | M03 | NOT FOUND | MALEM MEDICAL | PM | 1 | 10
5552 | IN SERVICE | SOL6011 | ADELAIDE HEALTH CENTRE | CHILDREN CONTINENCE-LEVEL 2 | ENURESIS ALARM | M03 | NOT FOUND | MALEM MEDICAL | PM | 1 | 10
5569 | IN SERVICE | SOL6453 | ROYAL SOUTH HANTS HOSPITAL | COMMUNITY NURSING TEAM | BLOOD PRESSURE MONITOR | DURASHOCK DS65 | 90901085633 | WELCH ALLYN | PM | 1 | 8
5588 | IN SERVICE | SOL4519 | ROYAL SOUTH HANTS HOSPITAL | DENTAL-FANSHAWE WING | DENTAL HOT AIR BLOWER | SAFE AIR | NOT FOUND | CARBOLITE | OEM-AIH | 1 | 20
5589 | IN SERVICE | SOL3437 | ADELAIDE HEALTH CENTRE | CHILDREN CONTINENCE-LEVEL 2 | BLADDER SCANNER | BVI 9400 | B4005733 | VERATHON | OEM-VERATHON | 1 | 650
5590 | IN SERVICE | SOL7021 | ADELAIDE HEALTH CENTRE | CHILDREN CONTINENCE-LEVEL 2 | BLADDER SCANNER | BVI 9400 | B4005483 | VERATHON | OEM-VERATHON | 1 | 650
5591 | IN SERVICE | SOL4024 | BITTERNE HEALTH CENTRE | SITE SERVICES-CONSULTING ROOM | SCALES | 761 | 2761-337026856 | SECA LTD | PM | 1 | 15
5598 | IN SERVICE | SOL7736 | ADELAIDE HEALTH CENTRE | COPD-LEVEL 1 RECORDS STORE | NEBULISER | AC2000 HI FLO | NOT FOUND | HS CLEMENT CLARKE | PM | 1 | 15
5613 | IN SERVICE | SOL6017 | ADELAIDE HEALTH CENTRE | CHILDREN CONTINENCE-LEVEL 2 | ENURESIS ALARM | M03 | NOT FOUND | MALEM MEDICAL | PM | 1 | 10
5623 | IN SERVICE | SOL6076 | ADELAIDE HEALTH CENTRE | CHILDREN CONTINENCE-LEVEL 2 | ENURESIS ALARM | M03 | NOT FOUND | MALEM MEDICAL | PM | 1 | 10
5634 | IN SERVICE | SOL7173 | ADELAIDE HEALTH CENTRE | CHILDREN CONTINENCE-LEVEL 2 | ENURESIS ALARM | M03 | NOT FOUND | MALEM MEDICAL | PM | 1 | 10
5636 | IN SERVICE | SOL1770 | ADELAIDE HEALTH CENTRE | CHILDREN CONTINENCE-LEVEL 2 | ENURESIS ALARM | SM1/SM1M | NOT FOUND | FERRARIS MEDICAL | PM | 1 | 10
5637 | IN SERVICE | SOL4095 | ADELAIDE HEALTH CENTRE | CHILDREN CONTINENCE-LEVEL 2 | ENURESIS ALARM | SM1 | NOT FOUND | NSPIRE | PM | 1 | 10
5638 | IN SERVICE | SOL3410 | BATTENBURG AVENUE CLINIC | COMMUNITY PAEDIATRIC MEDICAL SERVICES | ENURESIS ALARM | SM1/SM1M | NOT FOUND | FERRARIS MEDICAL | PM | 1 | 10
5641 | IN SERVICE | SOL4104 | ADELAIDE HEALTH CENTRE | CHILDREN CONTINENCE-LEVEL 2 | ENURESIS ALARM | SM1 | NOT FOUND | NSPIRE | PM | 1 | 10
5642 | IN SERVICE | SOL1541 | ADELAIDE HEALTH CENTRE | CHILDREN CONTINENCE-LEVEL 2 | ENURESIS ALARM | SM1/SM1M | NOT FOUND | FERRARIS MEDICAL | PM | 1 | 10
5643 | IN SERVICE | SOL4111 | ADELAIDE HEALTH CENTRE | CHILDREN CONTINENCE-LEVEL 2 | ENURESIS ALARM | SM1 | NOT FOUND | NSPIRE | PM | 1 | 10
5645 | IN SERVICE | SOL4108 | ADELAIDE HEALTH CENTRE | CHILDREN CONTINENCE-LEVEL 2 | ENURESIS ALARM | SM1 | NOT FOUND | NSPIRE | PM | 1 | 10
5646 | IN SERVICE | SOL3996 | ADELAIDE HEALTH CENTRE | CHILDREN CONTINENCE-LEVEL 2 | ENURESIS ALARM | SM1 | NOT FOUND | NSPIRE | PM | 1 | 10
5649 | IN SERVICE | SOL4113 | ADELAIDE HEALTH CENTRE | CHILDREN CONTINENCE-LEVEL 2 | ENURESIS ALARM | SM1 | NOT FOUND | NSPIRE | PM | 1 | 10
5650 | IN SERVICE | SOL4106 | ADELAIDE HEALTH CENTRE | CHILDREN CONTINENCE-LEVEL 2 | ENURESIS ALARM | SM1 | NOT FOUND | NSPIRE | PM | 1 | 10
5652 | IN SERVICE | SOL4110 | ADELAIDE HEALTH CENTRE | CHILDREN CONTINENCE-LEVEL 2 | ENURESIS ALARM | SM1 | NOT FOUND | NSPIRE | PM | 1 | 10
5653 | IN SERVICE | SOL4117 | ADELAIDE HEALTH CENTRE | CHILDREN CONTINENCE-LEVEL 2 | ENURESIS ALARM | SM1 | NOT FOUND | NSPIRE | PM | 1 | 10
5654 | IN SERVICE | SOL1711 | BITTERNE HEALTH CENTRE | DENTAL-SURGERY 2 | DENTAL X RAY INTRA ORAL | PHOT-X-II | EH15I0352 | BELMONT | ASSET ONLY | 1 | NOT TO BE PRICED
5655 | IN SERVICE | SOL4031 | BITTERNE HEALTH CENTRE | COMMUNITY BLADDER AND BOWEL SERVICE-ROOM | PLINTH | DUO CLASSIC | 302944 | PHYSIO MED | PM | 1 | 35
5656 | IN SERVICE | SOL4030 | BITTERNE HEALTH CENTRE | COMMUNITY BLADDER AND BOWEL SERVICE-ROOM | LIGHT-EXAMINATION | LHH PLUS | NOT FOUND | LUXO LTD | PM | 1 | 10
5657 | IN SERVICE | SOL4149 | PICKLES COPPICE | DENTAL-SURGERY 3 | DENTAL ULTRASONIC SCALER | CAVITRON GEN | 1255 | DENTSPLY | OEM-AIH | 1 | 25
5658 | IN SERVICE | SOL4156 | PICKLES COPPICE | DENTAL-SURGERY 1 | DENTAL X RAY INTRA ORAL | SEARCHER | D08025 | BELMONT | ASSET ONLY | 1 | NOT TO BE PRICED
5659 | IN SERVICE | SOL4188 | PICKLES COPPICE | DENTAL-STORE ROOM | DENTAL SEDATION SYSTEM | MATRIX MDM | 0711DMM6042 | PORTER | ASSET ONLY | 1 | NOT TO BE PRICED
5660 | IN SERVICE | SOL4517 | ROYAL SOUTH HANTS HOSPITAL | DENTAL-FANSHAWE WING | DENTAL APEX LOCATOR | 7005 | NOT FOUND | ANALYTIC TECHNOLOGY | OEM-AIH | 1 | 10
5662 | IN SERVICE | SOL4032 | BITTERNE HEALTH CENTRE | COMMUNITY BLADDER AND BOWEL SERVICE-ROOM | BLADDER SCANNER | PORTASCAN PLUS | PA-00252-00295 | MEDIWATCH UK | OEM-AIH | 1 | 650
5664 | IN SERVICE | SOL1308 | WESTERN COMMUNITY HOSPITAL | SNOWDON WARD-MAIN BLOCK | BED-ELECTRIC | ENTERPRISE 8000 | PO52811 | ARJO HUNTLEIGH | PM | 1 | 20
5665 | IN SERVICE | SOL1302 | WESTERN COMMUNITY HOSPITAL | SNOWDON WARD-MAIN BLOCK | BED-ELECTRIC | ENTERPRISE 8000 | P052819 | ARJO HUNTLEIGH | PM | 1 | 20
5668 | IN SERVICE | SOL7093 | ROYAL SOUTH HANTS HOSPITAL | COMMUNITY NURSING TEAM | BLOOD PRESSURE MONITOR | DURASHOCK DS65 | 100318183542 | WELCH ALLYN | PM | 1 | 8
5680 | IN SERVICE | SOL1642 | ADELAIDE HEALTH CENTRE | CHILDREN COMMUNITY NURSING TEAM-LEVEL 2 | BLOOD PRESSURE MONITOR | AC0312 | NOT FOUND | ACCOSON | PM | 1 | 8
5681 | IN SERVICE | SOL3563 | BITTERNE HEALTH CENTRE | COMMUNITY NURSING TEAM | PULSE OXIMETER-FINGER | N9590 | 501303065 | NONIN | PM | 1 | 15
5682 | IN SERVICE | SOL3991 | BITTERNE HEALTH CENTRE | COPD-STORE ROOM | NEBULISER | WORLD TRAVELLER HIGH FLO | 18272 | HS CLEMENT CLARKE | PM | 1 | 15
5683 | IN SERVICE | SOL7735 | ADELAIDE HEALTH CENTRE | COPD-LEVEL 1 RECORDS STORE | NEBULISER | WORLD TRAVELLER HIGH FLO | 18271 | HS CLEMENT CLARKE | PM | 1 | 15
5696 | IN SERVICE | SOL8144 | ADELAIDE HEALTH CENTRE | TISSUE VIABILITY SERVICE-CLINIC ROOM | PULSE OXIMETER-FINGER | OXI PULSE | 4006067 | SMITHS MEDICAL | PM | 1 | 15
5698 | IN SERVICE | SOL3503 | BROADCAST HOUSE | COMMUNITY NURSING TEAM | INFUSION PUMP-SYRINGE | T34 | 17682 | CME MCKINLEY | PM | 1 | 55
5702 | IN SERVICE | SOL6719 | BROADCAST HOUSE | COMMUNITY NURSING TEAM | INFUSION PUMP-SYRINGE | T34 | 17681 | CME MCKINLEY | PM | 1 | 55
5703 | IN SERVICE | SOL3808 | BROADCAST HOUSE | COMMUNITY NURSING TEAM | INFUSION PUMP-SYRINGE | T34 | 17684 | CME MCKINLEY | PM | 1 | 55
5705 | IN SERVICE | SOL5972 | BITTERNE HEALTH CENTRE | COMMUNITY NURSING TEAM | INFUSION PUMP-SYRINGE | T34 | 17658 | CME MCKINLEY | PM | 1 | 55
5706 | IN SERVICE | SOL3504 | BROADCAST HOUSE | COMMUNITY NURSING TEAM | INFUSION PUMP-SYRINGE | T34 | 17683 | CME MCKINLEY | PM | 1 | 55
5714 | IN SERVICE | SOL3773 | BROADCAST HOUSE | COMMUNITY NURSING TEAM | INFUSION PUMP-SYRINGE | T34 | 16879 | CME MCKINLEY | PM | 1 | 55
5715 | IN SERVICE | SOL3577 | BITTERNE HEALTH CENTRE | COMMUNITY NURSING TEAM | INFUSION PUMP-SYRINGE | T34 | S82271 | CME MCKINLEY | PM | 1 | 55
5716 | IN SERVICE | SOL3578 | BITTERNE HEALTH CENTRE | COMMUNITY NURSING TEAM | INFUSION PUMP-SYRINGE | T34 | S83006 | CME MCKINLEY | PM | 1 | 55
5720 | IN SERVICE | SOL5311 | BROADCAST HOUSE | COMMUNITY NURSING TEAM | BLOOD PRESSURE MONITOR | DURASHOCK DS65 | 110319103833 | WELCH ALLYN | PM | 1 | 8
5723 | IN SERVICE | SOL2452 | ROYAL SOUTH HANTS HOSPITAL | NICHOLSTOWN SURGERY | DEFIBRILLATOR-AED | HEARTSTART FR2 | 1011890509 | PHILIPS HEALTHCARE | ASSET ONLY | 1 | NOT TO BE PRICED
5724 | IN SERVICE | SOL1611 | BROADCAST HOUSE | COMMUNITY NURSING TEAM | BLOOD PRESSURE MONITOR | DURASHOCK DS65 | 1109-08111824 | WELCH ALLYN | PM | 1 | 8
5728 | IN SERVICE | SOL3498 | BROADCAST HOUSE | COMMUNITY NURSING TEAM | DIAGNOSTIC SET | 1503-P-1034 | NOT FOUND | KEELER | PM | 1 | 5
5730 | IN SERVICE | SOL2054 | TWO SAINTS DAY CENTRE | HOMELESS HEALTH TEAM-TWO SAINTS DAY | ECG MACHINE | CT8000I | 3200010109 | SECA LTD | PM | 1 | 88
5732 | IN SERVICE | SOL4645 | ROYAL SOUTH HANTS HOSPITAL | FANSHAWE WARD | HOIST-CEILING | GEMINI | A11/08/18EFBF/HD | LIFTECH | OEM-MEDACO | 1 | 142
5734 | IN SERVICE | SOL4634 | ROYAL SOUTH HANTS HOSPITAL | FANSHAWE WARD | HOIST-CEILING | GEMINI | A11/08/17HFBF/HD | LIFTECH | OEM-MEDACO | 1 | 142
5735 | IN SERVICE | SOL4630 | ROYAL SOUTH HANTS HOSPITAL | FANSHAWE WARD | HOIST-CEILING | GEMINI | A11/08/18AFBF/HD | LIFTECH | OEM-MEDACO | 1 | 142
5738 | IN SERVICE | SOL2610 | ROYAL SOUTH HANTS HOSPITAL | FANSHAWE WARD | HOIST-CEILING | GEMINI | A11/08/17CFBF/HD | LIFTECH | OEM-MEDACO | 1 | 142
5739 | IN SERVICE | SOL2621 | ROYAL SOUTH HANTS HOSPITAL | FANSHAWE WARD | HOIST-CEILING | GEMINI | A11/08/17EFBF/HD | LIFTECH | OEM-MEDACO | 1 | 142
5740 | IN SERVICE | SOL2625 | ROYAL SOUTH HANTS HOSPITAL | FANSHAWE WARD | HOIST-CEILING | GEMINI | A11/08/18HFBF/HD | LIFTECH | OEM-MEDACO | 1 | 142
5741 | IN SERVICE | SOL2632 | ROYAL SOUTH HANTS HOSPITAL | FANSHAWE WARD | HOIST-CEILING | GEMINI | A11/08/17DFBF/HD | LIFTECH | OEM-MEDACO | 1 | 142
5745 | IN SERVICE | SOL2620 | ROYAL SOUTH HANTS HOSPITAL | FANSHAWE WARD | HOIST-CEILING | GEMINI | A11/08/17IFBF/HD | LIFTECH | OEM-MEDACO | 1 | 142
5748 | IN SERVICE | SOL2515 | ROYAL SOUTH HANTS HOSPITAL | COMMUNITY NURSING TEAM | BLOOD PRESSURE MONITOR | DURASHOCK DS65 | 110330212313 | WELCH ALLYN | PM | 1 | 8
5750 | IN SERVICE | SOL7343 | BITTERNE HEALTH CENTRE | COMMUNITY NURSING TEAM | PULSE OXIMETER-FINGER | 9006368 | 152319901169 | HENRY SCHEIN | PM | 1 | 15
5751 | IN SERVICE | SOL3590 | BITTERNE HEALTH CENTRE | COMMUNITY NURSING TEAM | THERMOMETER | THERMOSCAN 6020 | 18215K31326 | BRAUN | PM | 1 | 15
5752 | IN SERVICE | SOL4224 | ADELAIDE HEALTH CENTRE | GP SURGERY | ECG MACHINE | CT6I | 23863 | SECA LTD | PM | 1 | 88
5753 | IN SERVICE | SOL2430 | ROYAL SOUTH HANTS HOSPITAL | NICHOLSTOWN SURGERY | BLOOD PRESSURE MONITOR | ANEROID | 110700826 | ACCOSON | PM | 1 | 8
5754 | IN SERVICE | SOL4152 | PICKLES COPPICE | DENTAL-SURGERY 2 | DENTAL DRILL | ENDOMATE | D03626 | NSK | OEM-AIH | 1 | 45
5755 | IN SERVICE | SOL2261 | ADELAIDE HEALTH CENTRE | CHILDREN COMMUNITY NURSING TEAM-LEVEL 2 | ASPIRATOR | LSU | 78200960277 | LAERDAL MEDICAL | PM | 1 | 25
5756 | IN SERVICE | SOL3949 | CEDAR SCHOOL | SCHOOL NURSES-NURSES ROOM | BLOOD PRESSURE MONITOR | 7051T | 20101200582LF | OMRON HEALTHCARE | PM | 1 | 8
5757 | IN SERVICE | SOL2396 | ROYAL SOUTH HANTS HOSPITAL | NICHOLSTOWN SURGERY | PULSE OXIMETER-FINGER | 3401 | AD08020023 | SMITHS MEDICAL | PM | 1 | 15
5758 | IN SERVICE | SOL2416 | ROYAL SOUTH HANTS HOSPITAL | NICHOLSTOWN SURGERY | BLOOD PRESSURE MONITOR | ANEROID | 111100081 | ACCOSON | PM | 1 | 8
5759 | IN SERVICE | SOL3596 | ROYAL SOUTH HANTS HOSPITAL | COMMUNITY NURSING TEAM | SCALES | 761 | 2761-279063001 | SECA LTD | PM | 1 | 15
5760 | IN SERVICE | SOL3607 | BITTERNE HEALTH CENTRE | COMMUNITY NURSING TEAM | SCALES | 761 | 5761-005153156 | SECA LTD | PM | 1 | 15
5762 | IN SERVICE | SOL7275 | BITTERNE HEALTH CENTRE | COMMUNITY NURSING TEAM | SCALES | 761 | 5761326149239 | SECA LTD | PM | 1 | 15
5764 | IN SERVICE | SOL3537 | BITTERNE HEALTH CENTRE | COMMUNITY NURSING TEAM | SCALES | 761 | 2761-140136253 | SECA LTD | PM | 1 | 15
5765 | IN SERVICE | SOL3547 | BITTERNE HEALTH CENTRE | COMMUNITY NURSING TEAM | SCALES | 761 | 2761-279063002 | SECA LTD | PM | 1 | 15
5766 | IN SERVICE | SOL7355 | BITTERNE HEALTH CENTRE | EAST COMMUNITY INDEPENDENCE TEAM-WESTWOOD HOUSE | SCALES | 761 | 2761-200124686 | SECA LTD | PM | 1 | 15
5767 | IN SERVICE | SOL7298 | BITTERNE HEALTH CENTRE | COMMUNITY NURSING TEAM | SCALES | 761 | 27611028138950 | SECA LTD | PM | 1 | 15
5768 | IN SERVICE | SOL4247 | ADELAIDE HEALTH CENTRE | GP SURGERY | BLOOD PRESSURE MONITOR | TM2655P | 2N0812262 | A&D INSTRUMENTS | PM | 1 | 8
5769 | IN SERVICE | SOL4271 | ADELAIDE HEALTH CENTRE | GP SURGERY | BLOOD PRESSURE MONITOR | ANEROID | 80900460 | ACCOSON | PM | 1 | 8
5770 | IN SERVICE | SOL5752 | ROYAL SOUTH HANTS HOSPITAL | SEXUAL HEALTH | IMAGING-CONTROLLER | DS L2 | 43052 | NIKON UK LTD | PM | 1 | 55
5771 | IN SERVICE | SOL0883 | ROYAL SOUTH HANTS HOSPITAL | SEXUAL HEALTH | MICROSCOPE | ECLIPSE E200MV | 106100 | NIKON UK LTD | OEM-CONTRACT PM | 1 | 95
5772 | IN SERVICE | SOL0884 | ROYAL SOUTH HANTS HOSPITAL | SEXUAL HEALTH | MICROSCOPE | CX41 | 9K05855 | OLYMPUS KEYMED | OEM-CONTRACT PM | 1 | 95
5773 | IN SERVICE | SOL4272 | ADELAIDE HEALTH CENTRE | GP SURGERY | DIAGNOSTIC SET | SL4 | 84481 | KEELER | PM | 1 | 5
5774 | IN SERVICE | SOL4287 | ADELAIDE HEALTH CENTRE | TISSUE VIABILITY SERVICE-CLINIC ROOM | SCALES | 761 | 2761-146092186 | SECA LTD | PM | 1 | 15
5775 | IN SERVICE | SOL4291 | ADELAIDE HEALTH CENTRE | TISSUE VIABILITY SERVICE-CLINIC ROOM | SCALES | 761 | 2761-183093522 | SECA LTD | PM | 1 | 15
5776 | IN SERVICE | SOL5722 | ADELAIDE HEALTH CENTRE | CHILDREN CONTINENCE-LEVEL 2 | URODYNAMIC MEASUREMENT SYSTEM | URODYN+ | 1681 | LABORIE MEDICAL TECHNOLOGIES | PM | 1 | 1000
5777 | IN SERVICE | SOL4452 | ROYAL SOUTH HANTS HOSPITAL | FANSHAWE WARD | MATTRESS PUMP | NIMBUS 4 | NOT FOUND | ARJO HUNTLEIGH | PM | 1 | 45
5778 | IN SERVICE | SOL4458 | ROYAL SOUTH HANTS HOSPITAL | FANSHAWE WARD | MATTRESS PUMP | NIMBUS 4 | NOT FOUND | ARJO HUNTLEIGH | PM | 1 | 45
5779 | IN SERVICE | SOL4480 | ROYAL SOUTH HANTS HOSPITAL | FANSHAWE WARD | MATTRESS PUMP | NIMBUS 4 | NOT FOUND | ARJO HUNTLEIGH | PM | 1 | 45
5780 | IN SERVICE | SOL6471 | ROYAL SOUTH HANTS HOSPITAL | COMMUNITY NURSING TEAM | BLOOD PRESSURE MONITOR | DS54 | 151222094558 | WELCH ALLYN | PM | 1 | 8
5781 | IN SERVICE | SOL6457 | ROYAL SOUTH HANTS HOSPITAL | COMMUNITY NURSING TEAM | BLOOD PRESSURE MONITOR | DS54 | 151222094749 | WELCH ALLYN | PM | 1 | 8
5783 | IN SERVICE | SOL4582 | ROYAL SOUTH HANTS HOSPITAL | COMMUNITY NURSING TEAM | BLOOD PRESSURE MONITOR | DS54 | NOT FOUND | WELCH ALLYN | PM | 1 | 8
5786 | IN SERVICE | SOL1723 | BITTERNE HEALTH CENTRE | CARDIAC SERVICES-CONSULTING ROOM | SCALES | 760 | 227645/744 | SECA LTD | PM | 1 | 15
5787 | IN SERVICE | SOL2540 | ROYAL SOUTH HANTS HOSPITAL | COMMUNITY NURSING TEAM | THERMOMETER | THERMOSCAN | 11115919786 | BRAUN | PM | 1 | 15
5788 | IN SERVICE | SOL4592 | ROYAL SOUTH HANTS HOSPITAL | COMMUNITY NURSING TEAM | THERMOMETER | THERMOSCAN | NOT FOUND | BRAUN | PM | 1 | 15
5790 | IN SERVICE | SOL4595 | ROYAL SOUTH HANTS HOSPITAL | COMMUNITY NURSING TEAM | THERMOMETER | THERMOSCAN | NOT FOUND | BRAUN | PM | 1 | 15
5791 | IN SERVICE | SOL4007 | BITTERNE HEALTH CENTRE | SITE SERVICES-CONSULTING ROOM | SCALE-BABY | MPATB-150 | 3921 | MARSDEN | PM | 1 | 15
5792 | IN SERVICE | SOL4593 | ROYAL SOUTH HANTS HOSPITAL | COMMUNITY NURSING TEAM | PULSE OXIMETER-FINGER | MD300CF3 | NOT FOUND | BEIJING CHOICE ELECTRONICS | PM | 1 | 15
5795 | IN SERVICE | SOL7079 | ROYAL SOUTH HANTS HOSPITAL | COMMUNITY NURSING TEAM | PULSE OXIMETER-FINGER | MD300C19 | 151604100605 | BEIJING CHOICE ELECTRONICS | PM | 1 | 15
5796 | IN SERVICE | SOL2514 | ROYAL SOUTH HANTS HOSPITAL | COMMUNITY NURSING TEAM | PULSE OXIMETER-FINGER | MD300C2 | 130826100777 | BEIJING CHOICE ELECTRONICS | PM | 1 | 15
5797 | IN SERVICE | SOL4596 | ROYAL SOUTH HANTS HOSPITAL | COMMUNITY NURSING TEAM | PULSE OXIMETER-FINGER | MD300C2 | NOT FOUND | BEIJING CHOICE ELECTRONICS | PM | 1 | 15
5798 | IN SERVICE | SOL2527 | ROYAL SOUTH HANTS HOSPITAL | COMMUNITY NURSING TEAM | DOPPLER | D900 | KABG5-16511 | HUNTLEIGH HEALTHCARE | PM | 1 | 30
5800 | IN SERVICE | SOL2538 | ROYAL SOUTH HANTS HOSPITAL | COMMUNITY NURSING TEAM | PULSE OXIMETER-FINGER | OX200 | 8325500D11058 | MEASUPRO | PM | 1 | 15
5803 | IN SERVICE | SOL7651 | ADELAIDE HEALTH CENTRE | CHILDREN COMMUNITY NURSING TEAM-LEVEL 2 | ASPIRATOR | CLARIO | 1598824 | MEDELA | PM | 1 | 25
5807 | IN SERVICE | SOL4008 | BITTERNE HEALTH CENTRE | SITE SERVICES-CONSULTING ROOM | PLINTH | ELECTRIC | 503E5P06031764 | PLINTH MEDICAL | PM | 1 | 35
5808 | IN SERVICE | SOL4004 | BITTERNE HEALTH CENTRE | SITE SERVICES-CONSULTING ROOM | SCALES | 150 | 3918 | MARSDEN | PM | 1 | 15
5811 | IN SERVICE | SOL4018 | BITTERNE HEALTH CENTRE | SITE SERVICES-CONSULTING ROOM | SCALES | 150 | 3915 | MARSDEN | PM | 1 | 15
5812 | IN SERVICE | SOL4015 | BITTERNE HEALTH CENTRE | SITE SERVICES-CONSULTING ROOM | PLINTH | 503 | 503ESP06031763 | PLINTH MEDICAL | PM | 1 | 35
5813 | IN SERVICE | SOL4011 | BITTERNE HEALTH CENTRE | SITE SERVICES-CONSULTING ROOM | SCALE-BABY | MPATB-150 | 3923 | MARSDEN | PM | 1 | 15
5814 | IN SERVICE | SOL4020 | BITTERNE HEALTH CENTRE | SITE SERVICES-CONSULTING ROOM | SCALE-BABY | MPATB-150 | 3917 | MARSDEN | PM | 1 | 15
5815 | IN SERVICE | SOL4054 | BITTERNE HEALTH CENTRE | SITE SERVICES-CONSULTING ROOM | ASPIRATOR | LSU | 78350674429 | LAERDAL MEDICAL | PM | 1 | 25
5816 | IN SERVICE | SOL4033 | BITTERNE HEALTH CENTRE | COMMUNITY BLADDER AND BOWEL SERVICE-ROOM | BLADDER SCANNER | BIOCON 700 | BC700-HB463210 | DE SMIT MEDICAL | OEM-AIH | 1 | 650
5817 | IN SERVICE | SOL1553 | BITTERNE HEALTH CENTRE | COMMUNITY BLADDER AND BOWEL SERVICE-ROOM | BLADDER SCANNER | BIOCON 700 | BC700-HB463310 | DE SMIT MEDICAL | OEM-AIH | 1 | 650
5818 | IN SERVICE | SOL4022 | BITTERNE HEALTH CENTRE | SITE SERVICES-CONSULTING ROOM | SCALES | 150 | 3914 | MARSDEN | PM | 1 | 15
5819 | IN SERVICE | SOL4036 | BITTERNE HEALTH CENTRE | COMMUNITY BLADDER AND BOWEL SERVICE-ROOM | BLADDER SCANNER | BIOCON 700 | BC700-J2518710 | DE SMIT MEDICAL | OEM-AIH | 1 | 650
5820 | IN SERVICE | SOL4037 | BITTERNE HEALTH CENTRE | COMMUNITY BLADDER AND BOWEL SERVICE-ROOM | BLADDER SCANNER | BIOCON 700 | BC700-J2518610 | DE SMIT MEDICAL | OEM-AIH | 1 | 650
5821 | IN SERVICE | SOL4013 | BITTERNE HEALTH CENTRE | SITE SERVICES-CONSULTING ROOM | BLOOD PRESSURE MONITOR | M6 AC | 20090203170VF | OMRON HEALTHCARE | PM | 1 | 8
5825 | IN SERVICE | SOL3984 | BITTERNE HEALTH CENTRE | COMMUNITY NURSING TEAM | BLOOD PRESSURE MONITOR | DUPLEX ANERIOD | 160700002 | ACCOSON | PM | 1 | 8
5826 | IN SERVICE | SOL3983 | BITTERNE HEALTH CENTRE | COMMUNITY NURSING TEAM | BLOOD PRESSURE MONITOR | DUPLEX ANERIOD | 160700068 | ACCOSON | PM | 1 | 8
5827 | IN SERVICE | SOL3843 | BROADCAST HOUSE | COMMUNITY NURSING TEAM | OTOSCOPE | STANDARD | NOT FOUND | KEELER | PM | 1 | 5
5828 | IN SERVICE | SOL1584 | BROADCAST HOUSE | COMMUNITY NURSING TEAM | THERMOMETER | THERMOSCAN | 20515K32612 | BRAUN | PM | 1 | 15
5829 | IN SERVICE | SOL1563 | BROADCAST HOUSE | COMMUNITY NURSING TEAM | THERMOMETER | THERMOSCAN | 18815K35318 | BRAUN | PM | 1 | 15
5830 | IN SERVICE | SOL1586 | BITTERNE HEALTH CENTRE | COMMUNITY NURSING TEAM | BLOOD PRESSURE MONITOR | 332 | 160700177 | ACCOSON | PM | 1 | 8
5831 | IN SERVICE | SOL7327 | BITTERNE HEALTH CENTRE | COMMUNITY NURSING TEAM | NEBULISER | INNOSPIRE DELUXE | 126413 | PHILIPS HEALTHCARE | PM | 1 | 15
5834 | IN SERVICE | SOL7337 | BITTERNE HEALTH CENTRE | COMMUNITY NURSING TEAM | BLOOD PRESSURE MONITOR | DS54 | 160701192657 | WELCH ALLYN | PM | 1 | 8
5835 | IN SERVICE | SOL1580 | BROADCAST HOUSE | COMMUNITY NURSING TEAM | BLOOD PRESSURE MONITOR | DS54 | 1606-14224108 | WELCH ALLYN | PM | 1 | 8
5836 | IN SERVICE | SOL4587 | ROYAL SOUTH HANTS HOSPITAL | COMMUNITY NURSING TEAM | BLOOD PRESSURE MONITOR | DS54 | NOT FOUND | WELCH ALLYN | PM | 1 | 8
5837 | IN SERVICE | SOL7040 | BITTERNE HEALTH CENTRE | COMMUNITY NURSING TEAM | BLOOD PRESSURE MONITOR | DS54 | 160614224718 | WELCH ALLYN | PM | 1 | 8
5838 | IN SERVICE | SOL3881 | BITTERNE HEALTH CENTRE | COMMUNITY NURSING TEAM | BLOOD PRESSURE MONITOR | DS54 | 1606-06063817 | WELCH ALLYN | PM | 1 | 8
5839 | IN SERVICE | SOL3552 | BITTERNE HEALTH CENTRE | COMMUNITY NURSING TEAM | BLOOD PRESSURE MONITOR | DS54 | 1607-01205419 | WELCH ALLYN | PM | 1 | 8
5840 | IN SERVICE | SOL8130 | BITTERNE HEALTH CENTRE | COMMUNITY NURSING TEAM | BLOOD PRESSURE MONITOR | DS5401-300 | 160701192639 | WELCH ALLYN | PM | 1 | 8
5841 | IN SERVICE | SOL7312 | ROYAL SOUTH HANTS HOSPITAL | COMMUNITY INDEPENDENCE SERVICE-LEVEL A | BLOOD PRESSURE MONITOR | DS54 | 160701191927 | WELCH ALLYN | PM | 1 | 8
5842 | IN SERVICE | SOL4488 | ROYAL SOUTH HANTS HOSPITAL | NICHOLSTOWN SURGERY | ECG MACHINE | CT6I | 23866 | SECA LTD | PM | 1 | 88
5843 | IN SERVICE | SOL7586 | SEMBAL HOUSE | RAPID RESPONSE TEAM-OFFICE | BLOOD PRESSURE MONITOR | DS54 | 161128073848 | WELCH ALLYN | PM | 1 | 8
5845 | IN SERVICE | SOL2542 | SEMBAL HOUSE | RAPID RESPONSE TEAM-OFFICE | THERMOMETER | ACT8000 | 1526124 | ZEAL | PM | 1 | 15
5851 | IN SERVICE | SOL2583 | SEMBAL HOUSE | RAPID RESPONSE TEAM-OFFICE | THERMOMETER | ACT8000 | 1526379 | ZEAL | PM | 1 | 15
5852 | IN SERVICE | SOL2545 | SEMBAL HOUSE | RAPID RESPONSE TEAM-OFFICE | THERMOMETER | ACT8000 | 1526378 | ZEAL | PM | 1 | 15
5853 | IN SERVICE | SOL2300 | SEMBAL HOUSE | RAPID RESPONSE TEAM-OFFICE | THERMOMETER | ACT8000 | 1526374 | ZEAL | PM | 1 | 15
5859 | IN SERVICE | SOL2580 | SEMBAL HOUSE | RAPID RESPONSE TEAM-OFFICE | BLOOD PRESSURE MONITOR | DS54 | 1611-28073038 | WELCH ALLYN | PM | 1 | 8
5860 | IN SERVICE | SOL7577 | SEMBAL HOUSE | RAPID RESPONSE TEAM-OFFICE | BLOOD PRESSURE MONITOR | DS54 | 161128074708 | WELCH ALLYN | PM | 1 | 8
5864 | IN SERVICE | SOL7592 | SEMBAL HOUSE | RAPID RESPONSE TEAM-OFFICE | BLOOD PRESSURE MONITOR | DS54 | 161123152139 | WELCH ALLYN | PM | 1 | 8
5866 | IN SERVICE | SOL2541 | SEMBAL HOUSE | RAPID RESPONSE TEAM-OFFICE | BLOOD PRESSURE MONITOR | DS54 | 1611-23144917 | WELCH ALLYN | PM | 1 | 8
5867 | IN SERVICE | SOL2547 | SEMBAL HOUSE | RAPID RESPONSE TEAM-OFFICE | BLOOD PRESSURE MONITOR | DS54 | 1611-28080139 | WELCH ALLYN | PM | 1 | 8
5869 | IN SERVICE | SOL7570 | SEMBAL HOUSE | RAPID RESPONSE TEAM-OFFICE | THERMOMETER | THERMOSCAN | 19713K01215 | BRAUN | PM | 1 | 15
5870 | IN SERVICE | SOL2551 | SEMBAL HOUSE | RAPID RESPONSE TEAM-OFFICE | PULSE OXIMETER-FINGER | MD300CF3 | 1248-37900964 | BEIJING CHOICE ELECTRONICS | PM | 1 | 15
5871 | IN SERVICE | SOL2292 | SEMBAL HOUSE | RAPID RESPONSE TEAM-OFFICE | AIR COMPRESSOR-LIFTING CUSHION | AIRFLO PLUS | CA0350-03610 | MANGAR | PM | 1 | 45
5872 | IN SERVICE | SOL3564 | BITTERNE HEALTH CENTRE | COMMUNITY NURSING TEAM | BLOOD PRESSURE MONITOR | ANEROID | 130200619 | ACCOSON | PM | 1 | 8
5874 | IN SERVICE | SOL4118 | ADELAIDE HEALTH CENTRE | CHILDREN CONTINENCE-LEVEL 2 | ENURESIS ALARM | M04 | NOT FOUND | MALEM MEDICAL | PM | 1 | 10
5875 | IN SERVICE | SOL1587 | BROADCAST HOUSE | COMMUNITY NURSING TEAM | PULSE OXIMETER-FINGER | MD300CF3 | 1224-37900210 | BEIJING CHOICE ELECTRONICS | PM | 1 | 15
5876 | IN SERVICE | SOL1574 | BROADCAST HOUSE | COMMUNITY NURSING TEAM | PULSE OXIMETER-FINGER | ONYX II | 501969384 | NONIN | PM | 1 | 15
5879 | IN SERVICE | SOL5360 | BROADCAST HOUSE | COMMUNITY NURSING TEAM | BLOOD PRESSURE MONITOR | DURASHOCK DS65 | 141109012427 | WELCH ALLYN | PM | 1 | 8
5880 | IN SERVICE | SOL1573 | SOLENT MEDICAL SERVICES | COMMUNITY WELLBEING TEAM | BLOOD PRESSURE MONITOR | DURASHOCK DS65 | 1404-24124238 | WELCH ALLYN | PM | 1 | 8
5881 | IN SERVICE | SOL1742 | BITTERNE HEALTH CENTRE | SITE SERVICES-CONSULTING ROOM | SPIROMETER | MICROLAB 3300 | 085-71547 | CAREFUSION | PM | 1 | 125
5883 | IN SERVICE | SOL5279 | ROYAL SOUTH HANTS HOSPITAL | COMMUNITY NURSING TEAM | STETHOSCOPE | 3100 | 16050001558292 | LITTMAN | ASSET ONLY | 1 | NOT TO BE PRICED
5894 | IN SERVICE | SOL1607 | WESTERN COMMUNITY HOSPITAL | WEST COMMUNITY INDEPENDENCE TEAM-WESTERN WING | BLOOD PRESSURE MONITOR | DURASHOCK DS65 | 1701-20070419 | WELCH ALLYN | PM | 1 | 8
5895 | IN SERVICE | SOL7376 | BROADCAST HOUSE | COMMUNITY NURSING TEAM | BLOOD PRESSURE MONITOR | DURASHOCK DS65 | 170119214128 | WELCH ALLYN | PM | 1 | 8
5896 | IN SERVICE | SOL1576 | BROADCAST HOUSE | COMMUNITY NURSING TEAM | THERMOMETER | THERMOSCAN | 18115K37821 | BRAUN | PM | 1 | 15
5898 | IN SERVICE | SOL3516 | BROADCAST HOUSE | COMMUNITY NURSING TEAM | THERMOMETER | THERMOSCAN | 17715K33400 | BRAUN | PM | 1 | 15
5899 | IN SERVICE | SOL3522 | BITTERNE HEALTH CENTRE | COMMUNITY NURSING TEAM | THERMOMETER | THERMOSCAN | 17715K32090 | BRAUN | PM | 1 | 15
5901 | IN SERVICE | SOL5365 | BROADCAST HOUSE | COMMUNITY NURSING TEAM | THERMOMETER | THERMOSCAN | 17715K40778 | BRAUN | PM | 1 | 15
5905 | IN SERVICE | SOL7080 | ROYAL SOUTH HANTS HOSPITAL | COMMUNITY NURSING TEAM | BLOOD PRESSURE MONITOR | DURASHOCK DS65 | 161227075137 | WELCH ALLYN | PM | 1 | 8
5906 | IN SERVICE | SOL6486 | ROYAL SOUTH HANTS HOSPITAL | COMMUNITY NURSING TEAM | BLOOD PRESSURE MONITOR | DURASHOCK DS65 | 161206172709 | WELCH ALLYN | PM | 1 | 8
5907 | IN SERVICE | SOL4597 | ROYAL SOUTH HANTS HOSPITAL | COMMUNITY NURSING TEAM | BLOOD PRESSURE MONITOR | DURASHOCK DS65 | NOT FOUND | WELCH ALLYN | PM | 1 | 8
5908 | IN SERVICE | SOL4598 | ROYAL SOUTH HANTS HOSPITAL | COMMUNITY NURSING TEAM | BLOOD PRESSURE MONITOR | DURASHOCK DS65 | 161227081049 | WELCH ALLYN | PM | 1 | 8
5910 | IN SERVICE | SOL6456 | ROYAL SOUTH HANTS HOSPITAL | COMMUNITY NURSING TEAM | PULSE OXIMETER-FINGER | 9006368 | 143219902270 | HENRY SCHEIN | PM | 1 | 15
5912 | IN SERVICE | SOL6484 | ROYAL SOUTH HANTS HOSPITAL | COMMUNITY NURSING TEAM | PULSE OXIMETER-FINGER | 9006368 | 143219902228 | HENRY SCHEIN | PM | 1 | 15
5913 | IN SERVICE | SOL4591 | BITTERNE HEALTH CENTRE | COMMUNITY NURSING TEAM | PULSE OXIMETER-FINGER | 9006368 | 143219902266 | HENRY SCHEIN | PM | 1 | 15
5914 | IN SERVICE | SOL4584 | ROYAL SOUTH HANTS HOSPITAL | COMMUNITY NURSING TEAM | PULSE OXIMETER-FINGER | 9006368 | NOT FOUND | HENRY SCHEIN | PM | 1 | 15
5915 | IN SERVICE | SOL4600 | ROYAL SOUTH HANTS HOSPITAL | COMMUNITY NURSING TEAM | PULSE OXIMETER-FINGER | 9006368 | 143219902306 | HENRY SCHEIN | PM | 1 | 15
5917 | IN SERVICE | SOL2516 | ROYAL SOUTH HANTS HOSPITAL | COMMUNITY NURSING TEAM | THERMOMETER | THERMOSCAN | 18315K32152 | BRAUN | PM | 1 | 15
5919 | IN SERVICE | SOL4119 | ROYAL SOUTH HANTS HOSPITAL | COMMUNITY NURSING TEAM | ENURESIS ALARM | M03 | NOT FOUND | MALEM MEDICAL | PM | 1 | 10
5920 | IN SERVICE | SOL4585 | ROYAL SOUTH HANTS HOSPITAL | COMMUNITY NURSING TEAM | THERMOMETER | THERMOSCAN | NOT FOUND | BRAUN | PM | 1 | 15
5922 | IN SERVICE | SOL4590 | BITTERNE HEALTH CENTRE | COMMUNITY NURSING TEAM | THERMOMETER | THERMOSCAN | NOT FOUND | BRAUN | PM | 1 | 15
5923 | IN SERVICE | SOL6472 | BROADCAST HOUSE | COMMUNITY NURSING TEAM | THERMOMETER | THERMOSCAN | 18115K38091 | BRAUN | PM | 1 | 15
5924 | IN SERVICE | SOL4599 | ROYAL SOUTH HANTS HOSPITAL | COMMUNITY NURSING TEAM | THERMOMETER | THERMOSCAN | 18315K31821 | BRAUN | PM | 1 | 15
5928 | IN SERVICE | SOL7273 | BITTERNE HEALTH CENTRE | COMMUNITY NURSING TEAM | THERMOMETER | THERMOSCAN PRO 4000 | 18215K37839 | BRAUN | PM | 1 | 15
5929 | IN SERVICE | SOL7284 | BITTERNE HEALTH CENTRE | COMMUNITY NURSING TEAM | THERMOMETER | THERMOSCAN PRO 4000 | 25814K37502 | BRAUN | PM | 1 | 15
5930 | IN SERVICE | SOL3544 | BITTERNE HEALTH CENTRE | COMMUNITY NURSING TEAM | PULSE OXIMETER-FINGER | 9006368 | 1523-19901206 | HENRY SCHEIN | PM | 1 | 15
5932 | IN SERVICE | SOL2679 | HYTHE HOSPITAL | DENTAL-SURGERY 1 | DENTAL AMALGAMATOR | TAC 400 | 161824 | ATS DENTAL | OEM-AIH | 1 | 25
5933 | IN SERVICE | SOL3850 | BETTER CARE CENTRE | CHILD AND ADOLESCENT MHS-LEVEL 1 | SCALES | 2857000199 | 1000-0000071651 | SECA LTD | PM | 1 | 15
5934 | IN SERVICE | SOL7297 | BITTERNE HEALTH CENTRE | COMMUNITY NURSING TEAM | BLOOD PRESSURE MONITOR | DS54 | 160208081629 | WELCH ALLYN | PM | 1 | 8
5935 | IN SERVICE | SOL3852 | BETTER CARE CENTRE | CHILD AND ADOLESCENT MHS-LEVEL 1 | SCALES | 761 | 2761-273043259 | SECA LTD | PM | 1 | 15
5936 | IN SERVICE | SOL3901 | BITTERNE HEALTH CENTRE | COMMUNITY NURSING TEAM | PULSE OXIMETER-FINGER | 9006368 | 1432-19901217 | HENRY SCHEIN | PM | 1 | 15
5937 | IN SERVICE | SOL3908 | BITTERNE HEALTH CENTRE | COMMUNITY NURSING TEAM | PULSE OXIMETER-FINGER | 9006368 | 1432-19901312 | HENRY SCHEIN | PM | 1 | 15
5938 | IN SERVICE | SOL3898 | ROYAL SOUTH HANTS HOSPITAL | COMMUNITY NURSING TEAM | PULSE OXIMETER-FINGER | 9006368 | 1523-19901114 | HENRY SCHEIN | PM | 1 | 15
5939 | IN SERVICE | SOL7089 | ROYAL SOUTH HANTS HOSPITAL | COMMUNITY NURSING TEAM | PULSE OXIMETER-FINGER | 9006368 | 143219901317 | HENRY SCHEIN | PM | 1 | 15
5940 | IN SERVICE | SOL3892 | BITTERNE HEALTH CENTRE | COMMUNITY NURSING TEAM | PULSE OXIMETER-FINGER | 9006368 | 1523-19901111 | HENRY SCHEIN | PM | 1 | 15
5941 | IN SERVICE | SOL3894 | BITTERNE HEALTH CENTRE | COMMUNITY NURSING TEAM | PULSE OXIMETER-FINGER | 9006368 | 1523-19901109 | HENRY SCHEIN | PM | 1 | 15
5942 | IN SERVICE | SOL3900 | BITTERNE HEALTH CENTRE | COMMUNITY NURSING TEAM | PULSE OXIMETER-FINGER | 9006368 | 1523-19901227 | HENRY SCHEIN | PM | 1 | 15
5944 | IN SERVICE | SOL3902 | ROYAL SOUTH HANTS HOSPITAL | COMMUNITY NURSING TEAM | PULSE OXIMETER-FINGER | 9006368 | 1432-19901336 | HENRY SCHEIN | PM | 1 | 15
5945 | IN SERVICE | SOL3906 | BITTERNE HEALTH CENTRE | COMMUNITY NURSING TEAM | PULSE OXIMETER-FINGER | 9006368 | 1523-19901096 | HENRY SCHEIN | PM | 1 | 15
5946 | IN SERVICE | SOL3896 | BITTERNE HEALTH CENTRE | COMMUNITY NURSING TEAM | PULSE OXIMETER-FINGER | 9006368 | 1432-19901293 | HENRY SCHEIN | PM | 1 | 15
5947 | IN SERVICE | SOL7462 | BITTERNE HEALTH CENTRE | COMMUNITY NURSING TEAM | PULSE OXIMETER-FINGER | 9006368 | 143219902349 | HENRY SCHEIN | PM | 1 | 15
5948 | IN SERVICE | SOL3888 | BITTERNE HEALTH CENTRE | COMMUNITY NURSING TEAM | PULSE OXIMETER-FINGER | 9006368 | 1523-19901110 | HENRY SCHEIN | PM | 1 | 15
5950 | IN SERVICE | SOL3899 | BITTERNE HEALTH CENTRE | COMMUNITY NURSING TEAM | PULSE OXIMETER-FINGER | 9006368 | 1432-19901314 | HENRY SCHEIN | PM | 1 | 15
5951 | IN SERVICE | SOL7383 | BROADCAST HOUSE | COMMUNITY NURSING TEAM | PULSE OXIMETER-FINGER | 9006368 | 143219901335 | HENRY SCHEIN | PM | 1 | 15
5953 | IN SERVICE | SOL3903 | BITTERNE HEALTH CENTRE | COMMUNITY NURSING TEAM | PULSE OXIMETER-FINGER | 9006368 | 1523-19901217 | HENRY SCHEIN | PM | 1 | 15
5955 | IN SERVICE | SOL7460 | BITTERNE HEALTH CENTRE | COMMUNITY NURSING TEAM | PULSE OXIMETER-FINGER | 9006368 | 143219901331 | HENRY SCHEIN | PM | 1 | 15
5956 | IN SERVICE | SOL7086 | ROYAL SOUTH HANTS HOSPITAL | COMMUNITY NURSING TEAM | PULSE OXIMETER-FINGER | 9006368 | 143219901394 | HENRY SCHEIN | PM | 1 | 15
5958 | IN SERVICE | SOL8128 | BITTERNE HEALTH CENTRE | COMMUNITY NURSING TEAM | PULSE OXIMETER-FINGER | 9006368 | 152319901185 | HENRY SCHEIN | PM | 1 | 15
5959 | IN SERVICE | SOL3893 | BITTERNE HEALTH CENTRE | COMMUNITY NURSING TEAM | PULSE OXIMETER-FINGER | 9006368 | 1432-19901385 | HENRY SCHEIN | PM | 1 | 15
5960 | IN SERVICE | SOL8134 | BITTERNE HEALTH CENTRE | COMMUNITY NURSING TEAM | PULSE OXIMETER-FINGER | 9006368 | 152319901118 | HENRY SCHEIN | PM | 1 | 15
5961 | IN SERVICE | SOL7466 | BITTERNE HEALTH CENTRE | COMMUNITY NURSING TEAM | PULSE OXIMETER-FINGER | 9006368 | 152319901095 | HENRY SCHEIN | PM | 1 | 15
5962 | IN SERVICE | SOL3895 | BITTERNE HEALTH CENTRE | COMMUNITY NURSING TEAM | PULSE OXIMETER-FINGER | 9006368 | 1523-19901226 | HENRY SCHEIN | PM | 1 | 15
5964 | IN SERVICE | SOL3889 | BITTERNE HEALTH CENTRE | COMMUNITY NURSING TEAM | THERMOMETER | THERMOSCAN | 18215K40479 | BRAUN | PM | 1 | 15
5965 | IN SERVICE | SOL3897 | BROADCAST HOUSE | COMMUNITY NURSING TEAM | THERMOMETER | THERMOSCAN | 18215K30054 | BRAUN | PM | 1 | 15
5966 | IN SERVICE | SOL7309 | BITTERNE HEALTH CENTRE | COMMUNITY NURSING TEAM | THERMOMETER | THERMOSCAN | 18115K38595 | BRAUN | PM | 1 | 15
5967 | IN SERVICE | SOL3878 | BITTERNE HEALTH CENTRE | COMMUNITY NURSING TEAM | DOPPLER | BIDOP 3 | 15020341 | KOVEN | PM | 1 | 30
5968 | IN SERVICE | SOL3866 | BITTERNE HEALTH CENTRE | COMMUNITY NURSING TEAM | DOPPLER | BIDOP 3 | 15050365 | KOVEN | PM | 1 | 30
5969 | IN SERVICE | SOL3890 | BITTERNE HEALTH CENTRE | COMMUNITY NURSING TEAM | BLOOD PRESSURE MONITOR | DS54 | 1612-27064858 | WELCH ALLYN | PM | 1 | 8
5970 | IN SERVICE | SOL2462 | ROYAL SOUTH HANTS HOSPITAL | NICHOLSTOWN SURGERY | BLOOD PRESSURE MONITOR | MEDICUS PRESTIGE | 787171458 | BOSO | PM | 1 | 8
5971 | IN SERVICE | SOL7334 | ROYAL SOUTH HANTS HOSPITAL | COMMUNITY NURSING TEAM | THERMOMETER | THERMOSCAN | 18215K41612 | BRAUN | PM | 1 | 15
5972 | IN SERVICE | SOL5288 | ROYAL SOUTH HANTS HOSPITAL | COMMUNITY NURSING TEAM | PULSE OXIMETER-FINGER | 9006368 | 152319901211 | HENRY SCHEIN | PM | 1 | 15
5973 | IN SERVICE | SOL3536 | BITTERNE HEALTH CENTRE | COMMUNITY NURSING TEAM | SPHYGMOMANOMETER | SHOCK RESISTANT | 1701-19180347 | WELCH ALLYN | PM | 1 | 8
5974 | IN SERVICE | SOL7144 | ROYAL SOUTH HANTS HOSPITAL | COMMUNITY NURSING TEAM | BLOOD PRESSURE MONITOR | DS5401-300 | 170119174549 | WELCH ALLYN | PM | 1 | 8
5975 | IN SERVICE | SOL5212 | BROADCAST HOUSE | COMMUNITY NURSING TEAM | BLOOD PRESSURE MONITOR | DS5401-300 | 170119214109 | WELCH ALLYN | PM | 1 | 8
5979 | IN SERVICE | SOL5499 | ROYAL SOUTH HANTS HOSPITAL | COMMUNITY NURSING TEAM | BLOOD PRESSURE MONITOR | DS5401-300 | 161206162809 | WELCH ALLYN | PM | 1 | 8
5980 | IN SERVICE | SOL5129 | BITTERNE HEALTH CENTRE | COMMUNITY NURSING TEAM | PULSE OXIMETER-FINGER | 9006368 | 152319901016 | HENRY SCHEIN | PM | 1 | 15
5981 | IN SERVICE | SOL1613 | BROADCAST HOUSE | COMMUNITY NURSING TEAM | PULSE OXIMETER-FINGER | 9006368 | 1523-19901021 | HENRY SCHEIN | PM | 1 | 15
5982 | IN SERVICE | SOL2520 | ROYAL SOUTH HANTS HOSPITAL | COMMUNITY NURSING TEAM | PULSE OXIMETER-FINGER | 9006368 | 1523-19901015 | HENRY SCHEIN | PM | 1 | 15
5983 | IN SERVICE | SOL5349 | SOLENT MEDICAL SERVICES | COMMUNITY WELLBEING TEAM | PULSE OXIMETER-FINGER | 9006368 | 152319901210 | HENRY SCHEIN | PM | 1 | 15
5984 | IN SERVICE | SOL8125 | BROADCAST HOUSE | COMMUNITY NURSING TEAM | PULSE OXIMETER-FINGER | 9006368 | 152319901038 | HENRY SCHEIN | PM | 1 | 15
5987 | IN SERVICE | SOL7395 | BROADCAST HOUSE | COMMUNITY NURSING TEAM | THERMOMETER | THERMOSCAN | 18215K34943 | BRAUN | PM | 1 | 15
5989 | IN SERVICE | SOL3786 | BROADCAST HOUSE | COMMUNITY NURSING TEAM | THERMOMETER | THERMOSCAN | 18915K31137 | BRAUN | PM | 1 | 15
5990 | IN SERVICE | SOL2397 | ROYAL SOUTH HANTS HOSPITAL | NICHOLSTOWN SURGERY | PULSE OXIMETER-FINGER | CMS60D | ED1504100465 | CONTEC MEDICAL | PM | 1 | 15
5991 | IN SERVICE | SOL6450 | ROYAL SOUTH HANTS HOSPITAL | NICHOLSTOWN SURGERY | BLOOD PRESSURE MONITOR | 51.14.000 | NOT FOUND | GUARDIAN | PM | 1 | 8
5992 | IN SERVICE | SOL2429 | ROYAL SOUTH HANTS HOSPITAL | NICHOLSTOWN SURGERY | PULSE OXIMETER-FINGER | CMS50DL | DQ1610206530 | CONTEC MEDICAL | PM | 1 | 15
5993 | IN SERVICE | SOL2464 | ROYAL SOUTH HANTS HOSPITAL | NICHOLSTOWN SURGERY | PULSE OXIMETER-FINGER | ONYX | NOT FOUND | NONIN | PM | 1 | 15
5994 | IN SERVICE | SOL2449 | ROYAL SOUTH HANTS HOSPITAL | NICHOLSTOWN SURGERY | PULSE OXIMETER-FINGER | H10 | NOT FOUND | MERLIN MEDICAL | PM | 1 | 15
5995 | IN SERVICE | SOL2383 | ROYAL SOUTH HANTS HOSPITAL | NICHOLSTOWN SURGERY | PULSE OXIMETER-FINGER | CMS60D | ED1504100103 | CONTEC MEDICAL | PM | 1 | 15
5996 | IN SERVICE | SOL2457 | ROYAL SOUTH HANTS HOSPITAL | NICHOLSTOWN SURGERY | DOPPLER | ULTRATEC PD1 | 23673 | ULTRASOUND TECHNOLOGIES | PM | 1 | 30
5997 | IN SERVICE | SOL6417 | ROYAL SOUTH HANTS HOSPITAL | NICHOLSTOWN SURGERY | PULSE OXIMETER-FINGER | ONYX | 501743033 | NONIN | PM | 1 | 15
5998 | IN SERVICE | SOL2386 | ROYAL SOUTH HANTS HOSPITAL | NICHOLSTOWN SURGERY | PULSE OXIMETER-FINGER | CMS50DL | DO1305104752 | CONTEC MEDICAL | PM | 1 | 15
5999 | IN SERVICE | SOL2463 | ROYAL SOUTH HANTS HOSPITAL | NICHOLSTOWN SURGERY | THERMOMETER | THERMOSCAN | 32112K08702 | BRAUN | PM | 1 | 15
6000 | IN SERVICE | SOL2432 | ROYAL SOUTH HANTS HOSPITAL | NICHOLSTOWN SURGERY | THERMOMETER | THERMOSCAN | 16215K43996 | BRAUN | PM | 1 | 15
6002 | IN SERVICE | SOL2440 | ROYAL SOUTH HANTS HOSPITAL | NICHOLSTOWN SURGERY | SCALES | 336 | 1336-026073229 | SECA LTD | PM | 1 | 15
6003 | IN SERVICE | SOL2400 | ROYAL SOUTH HANTS HOSPITAL | NICHOLSTOWN SURGERY | SCALES | 761 | 2761-047094699 | SECA LTD | PM | 1 | 15
6004 | IN SERVICE | SOL7385 | ROYAL SOUTH HANTS HOSPITAL | COMMUNITY NURSING TEAM | THERMOMETER | THERMOSCAN | 30114K47998 | BRAUN | PM | 1 | 15
6007 | IN SERVICE | SOL0007 | ST MARY'S COMMUNITY HEALTH CAMPUS | SPINNAKER WARD | CHAIR-ELECTRIC-RECLINER | ATLANTA | 811115326 | SEATING MATTERS | PM | 1 | 70
6011 | IN SERVICE | SOL0023 | ST MARY'S COMMUNITY HEALTH CAMPUS | SPINNAKER WARD | HEIGHT MEASURE | LEICESTER | NOT FOUND | MARSDEN | INSPECTION ONLY | 1 | 15
6013 | IN SERVICE | SOL0031 | ST MARY'S COMMUNITY HEALTH CAMPUS | SPINNAKER WARD | WHEELCHAIR | 23823FB | NOT FOUND | DAYS MEDICAL | PM | 1 | 20
6014 | IN SERVICE | SOL0032 | ST MARY'S COMMUNITY HEALTH CAMPUS | SPINNAKER WARD | HEIGHT MEASURE | LEICESTER | NOT FOUND | MARSDEN | INSPECTION ONLY | 1 | 15
6015 | IN SERVICE | SOL0034 | ST MARY'S COMMUNITY HEALTH CAMPUS | SPINNAKER WARD | WHEELCHAIR | 218-23FB | ME11673 | DAYS MEDICAL | PM | 1 | 20
6017 | IN SERVICE | SOL0040 | ST MARY'S COMMUNITY HEALTH CAMPUS | SPINNAKER WARD | WHEELCHAIR | LOMAX | U8H182013081015 | SUNRISE MEDICAL | PM | 1 | 20
6018 | IN SERVICE | SOL0041 | ST MARY'S COMMUNITY HEALTH CAMPUS | SPINNAKER WARD | WHEELCHAIR | 23823FB | NOT FOUND | DAYS MEDICAL | PM | 1 | 20
6019 | IN SERVICE | SOL0043 | ST MARY'S COMMUNITY HEALTH CAMPUS | SPINNAKER WARD | WHEELCHAIR | 91439116 | ME22433 | PATTERSON MEDICAL | PM | 1 | 20
6020 | IN SERVICE | SOL0049 | ST MARY'S COMMUNITY HEALTH CAMPUS | SPINNAKER WARD | BED-BARIATRIC | SOLITE LASER | J00316299.46.0211 | SIDHILL | PM | 1 | 35
6021 | IN SERVICE | SOL0052 | ST MARY'S COMMUNITY HEALTH CAMPUS | SPINNAKER WARD | ECG MACHINE | PAGEWRITER TC50 | CN21630250 | PHILIPS HEALTHCARE | PM | 1 | 88
6022 | IN SERVICE | SOL0054 | ST MARY'S COMMUNITY HEALTH CAMPUS | SPINNAKER WARD | WHEELCHAIR | 91439116 | ME22441 | PATTERSON MEDICAL | PM | 1 | 20
6023 | IN SERVICE | SOL0055 | ST MARY'S COMMUNITY HEALTH CAMPUS | SPINNAKER WARD | HEIGHT MEASURE | LEICESTER | NOT FOUND | MARSDEN | INSPECTION ONLY | 1 | 15
6024 | IN SERVICE | SOL0058 | ST MARY'S COMMUNITY HEALTH CAMPUS | SPINNAKER WARD | THERMOMETER | SURE TEMP PLUS 692 | 6242944 | B BRAUN MEDICAL | PM | 1 | 15
6025 | IN SERVICE | SOL0064 | ST MARY'S COMMUNITY HEALTH CAMPUS | SPINNAKER WARD | WHEELCHAIR | TOPAZ | 12G07000406 | INVACARE | PM | 1 | 20
6027 | IN SERVICE | SOL0074 | ST MARY'S COMMUNITY HEALTH CAMPUS | SPINNAKER WARD | MATTRESS PUMP | TRIO II/SERANADE 3 | MA15100204 | SIDHILL | PM | 1 | 45
6028 | IN SERVICE | SOL0075 | ST MARY'S COMMUNITY HEALTH CAMPUS | SPINNAKER WARD | HEIGHT MEASURE | LEICESTER | NOT FOUND | MARSDEN | INSPECTION ONLY | 1 | 15
6029 | IN SERVICE | SOL0079 | ST MARY'S COMMUNITY HEALTH CAMPUS | SPINNAKER WARD | WHEELCHAIR | LOMAX | U8H172009012053 | SUNRISE MEDICAL | PM | 1 | 20
6030 | IN SERVICE | SOL0083 | ST MARY'S COMMUNITY HEALTH CAMPUS | SPINNAKER WARD | WHEELCHAIR | TR-39ESV | 4S1605235620 | DRIVE DEVILBISS | PM | 1 | 20
6033 | IN SERVICE | SOL0094 | ST MARY'S COMMUNITY HEALTH CAMPUS | SPINNAKER WARD | HEIGHT MEASURE | LEICESTER | NOT FOUND | MARSDEN | INSPECTION ONLY | 1 | 15
6034 | IN SERVICE | SOL0097 | ST MARY'S COMMUNITY HEALTH CAMPUS | SPINNAKER WARD | COMMODE | NONE | NOT FOUND | NONE | INSPECTION ONLY | 1 | 15
6035 | IN SERVICE | SOL0099 | ST MARY'S COMMUNITY HEALTH CAMPUS | SPINNAKER WARD | MEDICAL FRIDGE | PE102 | 1823-068 | LEC MEDICAL | PM | 1 | NOT TO BE PRICED
6036 | IN SERVICE | SOL0104 | ST MARY'S COMMUNITY HEALTH CAMPUS | SPINNAKER WARD | WHEELCHAIR | WHEELTECH | NOT FOUND | MEDICARE | PM | 1 | 20
6037 | IN SERVICE | SOL0106 | ST MARY'S COMMUNITY HEALTH CAMPUS | SPINNAKER WARD | COMMODE | NONE | NOT FOUND | NONE | INSPECTION ONLY | 1 | 15
6038 | IN SERVICE | SOL0112 | ST MARY'S COMMUNITY HEALTH CAMPUS | SPINNAKER WARD | COMMODE | NONE | NOT FOUND | NONE | INSPECTION ONLY | 1 | 15
6039 | IN SERVICE | SOL0115 | ST MARY'S COMMUNITY HEALTH CAMPUS | SPINNAKER WARD | HEIGHT MEASURE | LEICESTER | NOT FOUND | MARSDEN | INSPECTION ONLY | 1 | 15
6040 | IN SERVICE | SOL0116 | ST MARY'S COMMUNITY HEALTH CAMPUS | SPINNAKER WARD | BATTERY CHARGER | 700.2425 | NOT FOUND | ARJO HUNTLEIGH | PM | 1 | 25
6041 | IN SERVICE | SOL0117 | ST MARY'S COMMUNITY HEALTH CAMPUS | SPINNAKER WARD | BATTERY CHARGER | 700.2425 | NOT FOUND | ARJO HUNTLEIGH | PM | 1 | 25
6042 | IN SERVICE | SOL0118 | ST MARY'S COMMUNITY HEALTH CAMPUS | SPINNAKER WARD | BATTERY CHARGER | NDA2100-GB | SE03010013 | ARJO HUNTLEIGH | PM | 1 | 25
6043 | IN SERVICE | SOL0119 | ST MARY'S COMMUNITY HEALTH CAMPUS | SPINNAKER WARD | PATIENT TRANSFER AID | SARA STEADY | 300003128 | ARJO HUNTLEIGH | PM | 1 | 70
6045 | IN SERVICE | SOL0122 | ST MARY'S COMMUNITY HEALTH CAMPUS | ADULT MENTAL HEALTH DEPARTMENT | SCALES | MPPS-250 | 21312934 | MARSDEN | PM | 1 | 15
6047 | IN SERVICE | SOL0135 | ST MARY'S COMMUNITY HEALTH CAMPUS | ADULT MENTAL HEALTH DEPARTMENT | SCALES | MPPS-250 | 21312939 | MARSDEN | PM | 1 | 15
6048 | IN SERVICE | SOL0131 | ST MARY'S COMMUNITY HEALTH CAMPUS | ADULT MENTAL HEALTH DEPARTMENT | SCALES | MPPS-250 | 21312942 | MARSDEN | PM | 1 | 15
6049 | IN SERVICE | SOL0134 | ST MARY'S COMMUNITY HEALTH CAMPUS | ADULT MENTAL HEALTH DEPARTMENT | PULSE OXIMETER-FINGER | N9590 | NOT FOUND | NONIN | PM | 1 | 15
6051 | IN SERVICE | SOL0139 | ST MARY'S COMMUNITY HEALTH CAMPUS | SEXUAL HEALTH | INCUBATOR | KIF | 1736 | LEEC | PM | 1 | 90
6052 | IN SERVICE | SOL0144 | ST MARY'S COMMUNITY HEALTH CAMPUS | SEXUAL HEALTH | MEDICAL FRIDGE | PE207C | 5120-8148444441700 | LEC MEDICAL | PM | 1 | NOT TO BE PRICED
6053 | IN SERVICE | SOL0155 | ST MARY'S COMMUNITY HEALTH CAMPUS | SEXUAL HEALTH | OTOSCOPE | STANDARD | NOT FOUND | KEELER | PM | 1 | 5
6054 | IN SERVICE | SOL0165 | ST MARY'S COMMUNITY HEALTH CAMPUS | SEXUAL HEALTH | MICROSCOPE | LABORLUX 12 | 512645 | LEITZ | OEM-CONTRACT PM | 1 | 95
6055 | IN SERVICE | SOL0166 | ST MARY'S COMMUNITY HEALTH CAMPUS | SEXUAL HEALTH | MICROSCOPE | LABORLUX S | 512909/126281 | LEITZ | OEM-CONTRACT PM | 1 | 95
6056 | IN SERVICE | SOL0167 | ST MARY'S COMMUNITY HEALTH CAMPUS | SEXUAL HEALTH | MICROSCOPE | WILL | 601556 | LEITZ | OEM-CONTRACT PM | 1 | 95
6067 | IN SERVICE | SOL0188 | ST MARY'S COMMUNITY HEALTH CAMPUS | PHYSIOTHERAPY-PHYSIOTHERAPY ROOM | PLINTH | EURO NEURO TABLE | 208856558 | METRON MEDICAL | PM | 1 | 35
6070 | IN SERVICE | SOL0192 | ST MARY'S COMMUNITY HEALTH CAMPUS | PHYSIOTHERAPY-PHYSIOTHERAPY ROOM | EXERCISER-BICYCLE | UNICAM PRO 3 | 4K01686 | TUNTURI | PM | 1 | 25
6071 | IN SERVICE | SOL0193 | ST MARY'S COMMUNITY HEALTH CAMPUS | PHYSIOTHERAPY-PHYSIOTHERAPY ROOM | EXERCISER-BICYCLE | PLANTINUM | NOT FOUND | TUNTURI | PM | 1 | 25
6072 | IN SERVICE | SOL0196 | ST MARY'S COMMUNITY HEALTH CAMPUS | PHYSIOTHERAPY-PHYSIOTHERAPY ROOM | EXERCISER-BICYCLE | UNICAM TPS 2 | IBK2814 | MONARKS | PM | 1 | 25
6073 | IN SERVICE | SOL0197 | ST MARY'S COMMUNITY HEALTH CAMPUS | PHYSIOTHERAPY-PHYSIOTHERAPY ROOM | EXERCISER-CROSS TRAINER | X9I | AXQ109973 | MONARKS | PM | 1 | 25
6074 | IN SERVICE | SOL0198 | ST MARY'S COMMUNITY HEALTH CAMPUS | PHYSIOTHERAPY-PHYSIOTHERAPY ROOM | EXERCISER-MULTIGYM | FSF3-1007-101 | 50305000587 | LIFE FITNESS | PM | 1 | 65
6075 | IN SERVICE | SOL0199 | ST MARY'S COMMUNITY HEALTH CAMPUS | PHYSIOTHERAPY-PHYSIOTHERAPY ROOM | HEIGHT MEASURE | LEICESTER | NOT FOUND | SECA LTD | INSPECTION ONLY | 1 | 15
6076 | IN SERVICE | SOL0200 | ST MARY'S COMMUNITY HEALTH CAMPUS | PHYSIOTHERAPY-PHYSIOTHERAPY ROOM | SCALES | M430 | 21507861 | MARSDEN | PM | 1 | 15
6078 | IN SERVICE | SOL0223 | ST MARY'S COMMUNITY HEALTH CAMPUS | ADULT MENTAL HEALTH DEPARTMENT | SCALE-CHAIR | DP3810/M-200 | 21509589 | MARSDEN | PM | 1 | 15
6080 | IN SERVICE | SOL0225 | ST MARY'S COMMUNITY HEALTH CAMPUS | LONG TERM CONDITIONS SUITE-CHRONIC FATIGUE | PLINTH | 2 SECTION | 245542 | ARJO HUNTLEIGH | PM | 1 | 35
6081 | IN SERVICE | SOL0226 | ST MARY'S COMMUNITY HEALTH CAMPUS | LONG TERM CONDITIONS SUITE-CHRONIC FATIGUE | PLINTH | 2 SECTION | 245546 | ARJO HUNTLEIGH | PM | 1 | 35
6082 | IN SERVICE | SOL0227 | ST MARY'S COMMUNITY HEALTH CAMPUS | LONG TERM CONDITIONS SUITE-CHRONIC FATIGUE | CHAIR-BARIATRIC | NOT KNOWN | 502HX47994-4-2 | PLINTH MEDICAL | PM | 1 | 35
6083 | IN SERVICE | SOL0228 | ST MARY'S COMMUNITY HEALTH CAMPUS | OUTPATIENTS | PLINTH | 2 SECTION | 145452 | ARJO HUNTLEIGH | PM | 1 | 35
6084 | IN SERVICE | SOL0229 | ST MARY'S COMMUNITY HEALTH CAMPUS | OUTPATIENTS | HEIGHT MEASURE | LEICESTER | NOT FOUND | SECA LTD | INSPECTION ONLY | 1 | 15
6085 | IN SERVICE | SOL0230 | ST MARY'S COMMUNITY HEALTH CAMPUS | OUTPATIENTS | PLINTH | 7632/3/NS653 | 361464 | ARJO HUNTLEIGH | PM | 1 | 35
6086 | IN SERVICE | SOL0231 | ST MARY'S COMMUNITY HEALTH CAMPUS | OUTPATIENTS | PLINTH | 2 SECTION | 245545 | ARJO HUNTLEIGH | PM | 1 | 35
6087 | IN SERVICE | SOL0232 | ST MARY'S COMMUNITY HEALTH CAMPUS | OUTPATIENTS | PLINTH | 2 SECTION | 145448 | ARJO HUNTLEIGH | PM | 1 | 35
6088 | IN SERVICE | SOL0233 | ST MARY'S COMMUNITY HEALTH CAMPUS | OUTPATIENTS | STIMULATOR-MUSCLE | ECS400 | 1201 | VERITY MEDICAL LTD | PM | 1 | 25
6089 | IN SERVICE | SOL0234 | ST MARY'S COMMUNITY HEALTH CAMPUS | OUTPATIENTS | TENS MACHINE | MYO 120 | 185 | VERITY MEDICAL LTD | PM | 1 | 25
6090 | IN SERVICE | SOL0235 | ST MARY'S COMMUNITY HEALTH CAMPUS | OUTPATIENTS | URODYNAMIC MEASUREMENT SYSTEM | URODYN + | 819 | MEDIWATCH UK | PM | 1 | 1000
6091 | IN SERVICE | SOL0236 | ST MARY'S COMMUNITY HEALTH CAMPUS | OUTPATIENTS | URODYNAMIC MEASUREMENT SYSTEM | EZEE PZEE PORTAFLOW | 527 | MEDIWATCH UK | PM | 1 | 1000
6092 | IN SERVICE | SOL0238 | ST MARY'S COMMUNITY HEALTH CAMPUS | OUTPATIENTS | TENS MACHINE | MYO 120 | 188 | VERITY MEDICAL LTD | PM | 1 | 25
6093 | IN SERVICE | SOL0240 | ST MARY'S COMMUNITY HEALTH CAMPUS | OUTPATIENTS | CHAIR-ELECTRIC | 70142 | 42033680926 | PROMOTAL MIDMARK | PM | 1 | 45
6094 | IN SERVICE | SOL0241 | ST MARY'S COMMUNITY HEALTH CAMPUS | OUTPATIENTS | CHAIR-ELECTRIC | 70142 | BV1081-1249 | PROMOTAL MIDMARK | PM | 1 | 45
6095 | IN SERVICE | SOL0244 | ST MARY'S COMMUNITY HEALTH CAMPUS | OUTPATIENTS | SCALES | MPPS-250 | 8LC029045 | MARSDEN | PM | 1 | 15
6096 | IN SERVICE | SOL0247 | ST MARY'S COMMUNITY HEALTH CAMPUS | OUTPATIENTS | PLINTH | 3221 | 9758744 | ARJO HUNTLEIGH | PM | 1 | 35
6097 | IN SERVICE | SOL0248 | ST MARY'S COMMUNITY HEALTH CAMPUS | OUTPATIENTS | SCALES | MPPS-250 | 8LC028943 | MARSDEN | PM | 1 | 15
6098 | IN SERVICE | SOL0249 | ST MARY'S COMMUNITY HEALTH CAMPUS | OUTPATIENTS | PLINTH | 3221 | 145457 | ARJO HUNTLEIGH | PM | 1 | 35
6099 | IN SERVICE | SOL0250 | ST MARY'S COMMUNITY HEALTH CAMPUS | OUTPATIENTS | GLUCOMETER | JAZZ | CWHH243E401715 | AGAMATRIX | ASSET ONLY | 1 | NOT TO BE PRICED
6100 | IN SERVICE | SOL0251 | ST MARY'S COMMUNITY HEALTH CAMPUS | OUTPATIENTS | GLUCOMETER | ONE TOUCH SELECT PLUS | JAHHG166 | LIFESCAN | ASSET ONLY | 1 | NOT TO BE PRICED
6101 | IN SERVICE | SOL0252 | ST MARY'S COMMUNITY HEALTH CAMPUS | OUTPATIENTS | PLINTH | 3221 | 145458 | ARJO HUNTLEIGH | PM | 1 | 35
6102 | IN SERVICE | SOL0253 | ST MARY'S COMMUNITY HEALTH CAMPUS | OUTPATIENTS | SCALES | MPPS-250 | 8LC028949 | MARSDEN | PM | 1 | 15
6103 | IN SERVICE | SOL0254 | ST MARY'S COMMUNITY HEALTH CAMPUS | OUTPATIENTS | SCALES | MWC300 | 9CC033553 | MARSDEN | PM | 1 | 15
6104 | IN SERVICE | SOL0255 | ST MARY'S COMMUNITY HEALTH CAMPUS | OUTPATIENTS | HEIGHT MEASURE | LEICESTER | NOT FOUND | SECA LTD | INSPECTION ONLY | 1 | 15
6105 | IN SERVICE | SOL0256 | ST MARY'S COMMUNITY HEALTH CAMPUS | OUTPATIENTS | PLINTH | 3221 | 145454 | ARJO HUNTLEIGH | PM | 1 | 35
6106 | IN SERVICE | SOL0257 | ST MARY'S COMMUNITY HEALTH CAMPUS | OUTPATIENTS | SCALE-DISPLAY | DP2400V5 | 7379 | MARSDEN | PM | 1 | 15
6107 | IN SERVICE | SOL0258 | ST MARY'S COMMUNITY HEALTH CAMPUS | OUTPATIENTS | HEIGHT MEASURE | 213 | 1821129 | SECA LTD | INSPECTION ONLY | 1 | 15
6108 | IN SERVICE | SOL0266 | ST MARY'S COMMUNITY HEALTH CAMPUS | SEXUAL HEALTH | ULTRASOUND TRANSDUCER | PVM-375AT | TDA1144899 | TOSHIBA | OEM-AIH | 1 | FOC
6109 | IN SERVICE | SOL0271 | ST MARY'S COMMUNITY HEALTH CAMPUS | SEXUAL HEALTH | ANALYSER-BLOOD HAEMOSTASIS | HB201+ | 1202013044 | PROSPECT DIAGNOSTICS LTD | PM | 1 | 190
6111 | IN SERVICE | SOL0278 | ST MARY'S COMMUNITY HEALTH CAMPUS | SEXUAL HEALTH | BLOOD PRESSURE MONITOR | M3 | 20130900911VG | OMRON HEALTHCARE | PM | 1 | 8
6112 | IN SERVICE | SOL0279 | ST MARY'S COMMUNITY HEALTH CAMPUS | SEXUAL HEALTH | THERMOMETER | THERMOSCAN PRO 4000 | 33312K07840 | BRAUN | PM | 1 | 15
6113 | IN SERVICE | SOL0280 | ST MARY'S COMMUNITY HEALTH CAMPUS | SEXUAL HEALTH | OTOSCOPE | STANDARD | NOT FOUND | KEELER | PM | 1 | 5
6114 | IN SERVICE | SOL0281 | ST MARY'S COMMUNITY HEALTH CAMPUS | SEXUAL HEALTH | SCALES | 877 | 5877289117413 | SECA LTD | PM | 1 | 15
6115 | IN SERVICE | SOL0282 | ST MARY'S COMMUNITY HEALTH CAMPUS | SEXUAL HEALTH | PLINTH | 3 SECTION | 503PEN0904358 | PLINTH MEDICAL | PM | 1 | 35
6116 | IN SERVICE | SOL0283 | ST MARY'S COMMUNITY HEALTH CAMPUS | SEXUAL HEALTH | HEIGHT MEASURE | LEICESTER | NOT FOUND | SECA LTD | INSPECTION ONLY | 1 | 15
6117 | IN SERVICE | SOL0284 | ST MARY'S COMMUNITY HEALTH CAMPUS | SEXUAL HEALTH | SCALES | 761 | 2761244096313 | SECA LTD | PM | 1 | 15
6118 | IN SERVICE | SOL0285 | ST MARY'S COMMUNITY HEALTH CAMPUS | SEXUAL HEALTH | HEIGHT MEASURE | LEICESTER | NOT FOUND | SECA LTD | INSPECTION ONLY | 1 | 15
6119 | IN SERVICE | SOL0286 | ST MARY'S COMMUNITY HEALTH CAMPUS | SEXUAL HEALTH | PLINTH | 3 SECTION | 93PESL48140021A | PLINTH MEDICAL | PM | 1 | 35
6120 | IN SERVICE | SOL0287 | ST MARY'S COMMUNITY HEALTH CAMPUS | SEXUAL HEALTH | SCALES | 877 | 5877289117410 | SECA LTD | PM | 1 | 15
6121 | IN SERVICE | SOL0288 | ST MARY'S COMMUNITY HEALTH CAMPUS | SEXUAL HEALTH | BLOOD PRESSURE MONITOR | M6 AC | 20071023750LF | OMRON HEALTHCARE | PM | 1 | 8
6122 | IN SERVICE | SOL0289 | ST MARY'S COMMUNITY HEALTH CAMPUS | SEXUAL HEALTH | BLOOD PRESSURE MONITOR | ANEROID | NOT FOUND | ACCOSON | PM | 1 | 8
6123 | IN SERVICE | SOL0290 | ST MARY'S COMMUNITY HEALTH CAMPUS | SEXUAL HEALTH | BLOOD PRESSURE MONITOR | M6 AC | 20071001582LF | OMRON HEALTHCARE | PM | 1 | 8
6124 | IN SERVICE | SOL0291 | ST MARY'S COMMUNITY HEALTH CAMPUS | SEXUAL HEALTH | BLOOD PRESSURE MONITOR | M6 AC | 20081109681VF | OMRON HEALTHCARE | PM | 1 | 8
6125 | IN SERVICE | SOL0292 | ST MARY'S COMMUNITY HEALTH CAMPUS | SEXUAL HEALTH | SCALES | 877 | 5877289117388 | SECA LTD | PM | 1 | 15
6126 | IN SERVICE | SOL0293 | ST MARY'S COMMUNITY HEALTH CAMPUS | SEXUAL HEALTH | PLINTH | 3 SECTION | 93PESL48140026A | PLINTH MEDICAL | PM | 1 | 35
6127 | IN SERVICE | SOL0294 | ST MARY'S COMMUNITY HEALTH CAMPUS | SEXUAL HEALTH | BLOOD PRESSURE MONITOR | ANEROID | NOT FOUND | ACCOSON | PM | 1 | 8
6128 | IN SERVICE | SOL0295 | ST MARY'S COMMUNITY HEALTH CAMPUS | SEXUAL HEALTH | PLINTH | 3 SECTION | 93PESL48140029A | PLINTH MEDICAL | PM | 1 | 35
6129 | IN SERVICE | SOL0296 | ST MARY'S COMMUNITY HEALTH CAMPUS | SEXUAL HEALTH | ULTRASOUND TRANSDUCER | ICT 8.5 MHZ | 03QC6N | SONOSITE | OEM-AIH | 1 | FOC
6130 | IN SERVICE | SOL0297 | ST MARY'S COMMUNITY HEALTH CAMPUS | SEXUAL HEALTH | ULTRASOUND TRANSDUCER | C60E/5-2 | 03RH6N | SONOSITE | OEM-AIH | 1 | FOC
6131 | IN SERVICE | SOL0341 | ST MARY'S COMMUNITY HEALTH CAMPUS | SEXUAL HEALTH | PLINTH | 3 SECTION | 93PESL48140025A | PLINTH MEDICAL | PM | 1 | 35
6132 | IN SERVICE | SOL0342 | ST MARY'S COMMUNITY HEALTH CAMPUS | SEXUAL HEALTH | LIGHT-EXAMINATION | C50FXHP | 28185/1 | BRANDON MEDICAL | PM | 1 | 10
6133 | IN SERVICE | SOL0343 | ST MARY'S COMMUNITY HEALTH CAMPUS | SEXUAL HEALTH | SCALES | 877 | 5877289117389 | SECA LTD | PM | 1 | 15
6134 | IN SERVICE | SOL0344 | ST MARY'S COMMUNITY HEALTH CAMPUS | SEXUAL HEALTH | BLOOD PRESSURE MONITOR | ANEROID | NOT FOUND | ACCOSON | PM | 1 | 8
6135 | IN SERVICE | SOL0299 | ST MARY'S COMMUNITY HEALTH CAMPUS | SEXUAL HEALTH | PLINTH | 3 SECTION | 93PESL48140028A | PLINTH MEDICAL | PM | 1 | 35
6136 | IN SERVICE | SOL0301 | ST MARY'S COMMUNITY HEALTH CAMPUS | SEXUAL HEALTH | ULTRASOUND MACHINE DIAGNOSTIC | VOLUSON I | B03510 | GE HEALTHCARE | OEM-AIH | 1 | 375
6137 | IN SERVICE | SOL0302 | ST MARY'S COMMUNITY HEALTH CAMPUS | SEXUAL HEALTH | SCALES | 877 | 5877289117380 | SECA LTD | PM | 1 | 15
6138 | IN SERVICE | SOL0303 | ST MARY'S COMMUNITY HEALTH CAMPUS | SEXUAL HEALTH | MICROSCOPE | ECLIPSE E200 | 106091 | NIKON UK LTD | OEM-CONTRACT PM | 1 | 95
6139 | IN SERVICE | SOL0304 | ST MARY'S COMMUNITY HEALTH CAMPUS | SEXUAL HEALTH | HOT PLATE | MINI | SD1034M1204 | THERMO FISHER SCIENTIFIC | PM | 1 | 20
6140 | IN SERVICE | SOL0305 | ST MARY'S COMMUNITY HEALTH CAMPUS | SEXUAL HEALTH | MICROSCOPE | ECLIPSE E200 | 106105 | NIKON UK LTD | OEM-CONTRACT PM | 1 | 95
6141 | IN SERVICE | SOL0306 | ST MARY'S COMMUNITY HEALTH CAMPUS | SEXUAL HEALTH | MICROSCOPE | LABORLUX D | 512795/047921 | LEITZ | OEM-CONTRACT PM | 1 | 95
6142 | IN SERVICE | SOL0307 | ST MARY'S COMMUNITY HEALTH CAMPUS | SEXUAL HEALTH | FUME EXTRACTION SYSTEM | C1100 | C1100-115 | MONMOUTH SCIENTIFIC | PM | 1 | 145
6143 | IN SERVICE | SOL0309 | ST MARY'S COMMUNITY HEALTH CAMPUS | SEXUAL HEALTH | BLOOD PRESSURE MONITOR | ANEROID | NOT FOUND | ACCOSON | PM | 1 | 8
6144 | IN SERVICE | SOL0311 | ST MARY'S COMMUNITY HEALTH CAMPUS | SEXUAL HEALTH | SCALES | 761 | 2761056047119 | SECA LTD | PM | 1 | 15
6145 | IN SERVICE | SOL0312 | ST MARY'S COMMUNITY HEALTH CAMPUS | SEXUAL HEALTH | OPHTHALMOSCOPE | 901081 | 710168-502 | WELCH ALLYN | PM | 1 | 5
6146 | IN SERVICE | SOL0313 | ST MARY'S COMMUNITY HEALTH CAMPUS | SEXUAL HEALTH | BLOOD PRESSURE MONITOR | ANEROID | NOT FOUND | ACCOSON | PM | 1 | 8
6147 | IN SERVICE | SOL0314 | ST MARY'S COMMUNITY HEALTH CAMPUS | SEXUAL HEALTH | BLOOD PRESSURE MONITOR | TOPAZ | 003/02 | TIMESCO | PM | 1 | 8
6148 | IN SERVICE | SOL0320 | ST MARY'S COMMUNITY HEALTH CAMPUS | SEXUAL HEALTH | BLOOD PRESSURE MONITOR | ANEROID | NOT FOUND | ACCOSON | PM | 1 | 8
6149 | IN SERVICE | SOL0325 | ST MARY'S COMMUNITY HEALTH CAMPUS | SEXUAL HEALTH | SCALES | 877 | 5877289117411 | SECA LTD | PM | 1 | 15
6150 | IN SERVICE | SOL0333 | ST MARY'S COMMUNITY HEALTH CAMPUS | SEXUAL HEALTH | SCALES | 760 | NOT FOUND | SECA LTD | PM | 1 | 15
6151 | IN SERVICE | SOL0336 | ST MARY'S COMMUNITY HEALTH CAMPUS | SEXUAL HEALTH | MICROSCOPE | ECLIPSE E200 | 106066 | NIKON UK LTD | OEM-CONTRACT PM | 1 | 95
6152 | IN SERVICE | SOL0345 | ST MARY'S COMMUNITY HEALTH CAMPUS | PHARMACY | MEDICAL FRIDGE | RLDF0505 | 25908141609 | LABCOLD | PM | 1 | NOT TO BE PRICED
6153 | IN SERVICE | SOL0346 | ST MARY'S COMMUNITY HEALTH CAMPUS | PHARMACY | MEDICAL FRIDGE | RLDG1010 | 761508170978 | LABCOLD | PM | 1 | NOT TO BE PRICED
6154 | IN SERVICE | SOL0348 | ST MARY'S COMMUNITY HEALTH CAMPUS | PHARMACY | MEDICAL FRIDGE | PE902 | 442568017 | LEC MEDICAL | PM | 1 | NOT TO BE PRICED
6155 | IN SERVICE | SOL0349 | ST MARY'S COMMUNITY HEALTH CAMPUS | PHARMACY | MEDICAL FRIDGE | PE902 | 645317033 | LEC MEDICAL | PM | 1 | NOT TO BE PRICED
6156 | IN SERVICE | SOL0350 | ST MARY'S COMMUNITY HEALTH CAMPUS | PHARMACY | MEDICAL FRIDGE | PE901 | OA000311 | LEC MEDICAL | PM | 1 | NOT TO BE PRICED
6157 | IN SERVICE | SOL0356 | BITTERNE HEALTH CENTRE | COMMUNITY NURSING TEAM | BLOOD PRESSURE MONITOR | DS54 | 170119174808 | WELCH ALLYN | PM | 1 | 8
6158 | IN SERVICE | SOL0357 | BITTERNE HEALTH CENTRE | COMMUNITY NURSING TEAM | BLOOD PRESSURE MONITOR | DS54 | 170119174218 | WELCH ALLYN | PM | 1 | 8
6159 | IN SERVICE | SOL0358 | ROYAL SOUTH HANTS HOSPITAL | COMMUNITY NURSING TEAM | BLOOD PRESSURE MONITOR | DS54 | 170119234709 | WELCH ALLYN | PM | 1 | 8
6160 | IN SERVICE | SOL0359 | BITTERNE HEALTH CENTRE | COMMUNITY NURSING TEAM | BLOOD PRESSURE MONITOR | DS54 | 170103145937 | WELCH ALLYN | PM | 1 | 8
6161 | IN SERVICE | SOL0360 | ROYAL SOUTH HANTS HOSPITAL | COMMUNITY NURSING TEAM | BLOOD PRESSURE MONITOR | DS54 | 170103145658 | WELCH ALLYN | PM | 1 | 8
6162 | IN SERVICE | SOL0361 | BITTERNE HEALTH CENTRE | COMMUNITY NURSING TEAM | BLOOD PRESSURE MONITOR | DS54 | 170119214817 | WELCH ALLYN | PM | 1 | 8
6163 | IN SERVICE | SOL0362 | BITTERNE HEALTH CENTRE | COMMUNITY NURSING TEAM | BLOOD PRESSURE MONITOR | DS54 | 170119213949 | WELCH ALLYN | PM | 1 | 8
6164 | IN SERVICE | SOL0363 | BROADCAST HOUSE | COMMUNITY NURSING TEAM | BLOOD PRESSURE MONITOR | DS54 | 170119173918 | WELCH ALLYN | PM | 1 | 8
6165 | IN SERVICE | SOL0364 | BITTERNE HEALTH CENTRE | COMMUNITY NURSING TEAM | BLOOD PRESSURE MONITOR | DS54 | 170103152037 | WELCH ALLYN | PM | 1 | 8
6166 | IN SERVICE | SOL0365 | BITTERNE HEALTH CENTRE | COMMUNITY NURSING TEAM | BLOOD PRESSURE MONITOR | DS54 | 161206161139 | WELCH ALLYN | PM | 1 | 8
6171 | IN SERVICE | SOL0375 | ST MARY'S COMMUNITY HEALTH CAMPUS | ADULT MENTAL HEALTH DEPARTMENT | THERMOMETER | BK8005 | NOT FOUND | BOKANG | PM | 1 | 15
6172 | IN SERVICE | SOL0376 | ST MARY'S COMMUNITY HEALTH CAMPUS | ADULT MENTAL HEALTH DEPARTMENT | BLOOD PRESSURE MONITOR | M6 AC | 20160204760VG | OMRON HEALTHCARE | PM | 1 | 8
6174 | IN SERVICE | SOL0382 | ST MARY'S COMMUNITY HEALTH CAMPUS | ADULT MENTAL HEALTH DEPARTMENT | SCALES | 875 | 5875237165657 | SECA LTD | PM | 1 | 15
6181 | IN SERVICE | SOL0390 | ST MARY'S COMMUNITY HEALTH CAMPUS | ADULT MENTAL HEALTH DEPARTMENT | MEDICAL FRIDGE | IG3700 | IX013311908200079 | IGENIX | PM | 1 | NOT TO BE PRICED
6182 | IN SERVICE | SOL0391 | ST MARY'S COMMUNITY HEALTH CAMPUS | ADULT MENTAL HEALTH DEPARTMENT | SCALES | MPPS-250 | 21312933 | MARSDEN | PM | 1 | 15
6183 | IN SERVICE | SOL0394 | ST MARY'S COMMUNITY HEALTH CAMPUS | ADULT MENTAL HEALTH DEPARTMENT | GLUCOMETER | SD CODE FREE | M03TC02AC0751 | SD BIOSENSOR | ASSET ONLY | 1 | NOT TO BE PRICED
6184 | IN SERVICE | SOL0395 | ST MARY'S COMMUNITY HEALTH CAMPUS | ADULT MENTAL HEALTH DEPARTMENT | THERMOMETER | BK8005 | NOT FOUND | BOKANG | PM | 1 | 15
6187 | IN SERVICE | SOL0403 | ST MARY'S COMMUNITY HEALTH CAMPUS | ADULT MENTAL HEALTH DEPARTMENT | SCALES | MPPS-250 | 21312924 | MARSDEN | PM | 1 | 15
6189 | IN SERVICE | SOL0414 | ST MARY'S COMMUNITY HEALTH CAMPUS | ADULT MENTAL HEALTH DEPARTMENT | SCALES | MPPS-250 | 21312928 | MARSDEN | PM | 1 | 15
6190 | IN SERVICE | SOL0431 | ST JAMES HOSPITAL | ADULT MENTAL HEALTH-MAPLE WARD | HOIST-BATH | MAGIC 2000 | 7120 | GEORGE KRAMER | OEM-MEDACO | 1 | 142
6191 | IN SERVICE | SOL0432 | ST JAMES HOSPITAL | ADULT MENTAL HEALTH-MAPLE WARD | HOIST-ELECTRIC | MAXIMOVE | SEE0712338 | ARJO HUNTLEIGH | OEM-MEDACO | 1 | 90
6192 | IN SERVICE | SOL0433 | ST JAMES HOSPITAL | THE LIMES-BROOKER UNIT | HOIST-ELECTRIC | MIDI 170 | SEE0712341 | OXFORD INSTRUMENTS | OEM-MEDACO | 1 | 90
6193 | IN SERVICE | SOL0436 | ST JAMES HOSPITAL | ADULT MENTAL HEALTH-MAPLE WARD | ECG MACHINE | CAM 14 | 101242845 | GE HEALTHCARE | PM | 1 | 88
6194 | IN SERVICE | SOL0437 | ST JAMES HOSPITAL | ADULT MENTAL HEALTH-MAPLE WARD | OPHTHALMOSCOPE | 901081 | NOT FOUND | WELCH ALLYN | PM | 1 | 5
6195 | IN SERVICE | SOL0439 | ST JAMES HOSPITAL | ADULT MENTAL HEALTH-MAPLE WARD | OPHTHALMOSCOPE | STANDARD OPHTHALMOSCOPE | 19690 | KEELER | PM | 1 | 5
6196 | IN SERVICE | SOL0440 | ST JAMES HOSPITAL | ADULT MENTAL HEALTH-MAPLE WARD | PLINTH | 2 SECTION | 314100-1120004B | BRISTOL MAID | PM | 1 | 35
6197 | IN SERVICE | SOL0441 | ST JAMES HOSPITAL | ADULT MENTAL HEALTH-MAPLE WARD | LIGHT-EXAMINATION | MT6008M | 27510/1 | BRANDON MEDICAL | PM | 1 | 10
6198 | IN SERVICE | SOL0442 | ST JAMES HOSPITAL | ADULT MENTAL HEALTH-MAPLE WARD | BLOOD PRESSURE MONITOR | DB32 | YX380574 | TRULY INSTRUMENTS | PM | 1 | 8
6199 | IN SERVICE | SOL0443 | ST JAMES HOSPITAL | ADULT MENTAL HEALTH-MAPLE WARD | THERMOMETER | BK8005 | NOT FOUND | BOKANG | PM | 1 | 15
6200 | IN SERVICE | SOL0447 | ST JAMES HOSPITAL | ADULT MENTAL HEALTH-MAPLE WARD | NEBULISER | PORTA-NEB | 13100510475 | PHILIPS HEALTHCARE | PM | 1 | 15
6202 | IN SERVICE | SOL0450 | ST JAMES HOSPITAL | ADULT MENTAL HEALTH-MAPLE WARD | EXERCISER-ROWING MACHINE | PMZ | 200020322 | CONCEPT 2 | PM | 1 | 45
6203 | IN SERVICE | SOL0451 | ST JAMES HOSPITAL | ADULT MENTAL HEALTH-MAPLE WARD | EXERCISER-TREADMILL | 5532-SUKIP0 | PS40302173 | STAR TRAC | PM | 1 | 45
6204 | IN SERVICE | SOL0452 | ST JAMES HOSPITAL | ADULT MENTAL HEALTH-MAPLE WARD | EXERCISER-BICYCLE | PURSUIT | 240F | PULSE FITNESS | PM | 1 | 25
6205 | IN SERVICE | SOL0455 | ST JAMES HOSPITAL | ADULT MENTAL HEALTH-MAPLE WARD | PLINTH | 2 SECTION | NOT FOUND | SUNFLOWER MEDICAL | PM | 1 | 35
6206 | IN SERVICE | SOL0457 | ST JAMES HOSPITAL | ADULT MENTAL HEALTH-MAPLE WARD | THERMOMETER | BK8005 | NOT FOUND | BOKANG | PM | 1 | 15
6207 | IN SERVICE | SOL0458 | ST JAMES HOSPITAL | ADULT MENTAL HEALTH-MAPLE WARD | BLOOD PRESSURE MONITOR | ANEROID | 100300088 | ACCOSON | PM | 1 | 8
6208 | IN SERVICE | SOL0459 | ST JAMES HOSPITAL | ADULT MENTAL HEALTH-MAPLE WARD | BLOOD PRESSURE MONITOR | ANEROID | 81100414 | ACCOSON | PM | 1 | 8
6209 | IN SERVICE | SOL0462 | ST JAMES HOSPITAL | ADULT MENTAL HEALTH-MAPLE WARD | NEBULISER | PORTA-NEB | 12A6700215 | PHILIPS HEALTHCARE | PM | 1 | 15
6210 | IN SERVICE | SOL0463 | ST JAMES HOSPITAL | ADULT MENTAL HEALTH-MAPLE WARD | HEIGHT MEASURE | LEICESTER | NOT FOUND | SECA LTD | INSPECTION ONLY | 1 | 15
6211 | IN SERVICE | SOL0465 | ST JAMES HOSPITAL | ADULT MENTAL HEALTH-MAPLE WARD | MEDICAL FRIDGE | RLDF0510 | 731310082438PW-LC | LABCOLD | PM | 1 | NOT TO BE PRICED
6212 | IN SERVICE | SOL0467 | ST JAMES HOSPITAL | ADULT MENTAL HEALTH-MAPLE WARD | BLOOD PRESSURE MONITOR | DB32 | YX381411 | TRULY INSTRUMENTS | PM | 1 | 8
6213 | IN SERVICE | SOL0468 | ST JAMES HOSPITAL | ADULT MENTAL HEALTH-MAPLE WARD | BLOOD PRESSURE MONITOR | BP AG1-20 | 371615529 | MICROLIFE HEALTH | PM | 1 | 8
6214 | IN SERVICE | SOL0469 | ST JAMES HOSPITAL | ADULT MENTAL HEALTH-MAPLE WARD | THERMOMETER | BK8005 | NOT FOUND | BOKANG | PM | 1 | 15
6216 | IN SERVICE | SOL0473 | ST MARY'S COMMUNITY HEALTH CAMPUS | THE TURNER CENTRE-HOME OXYGEN TEAM | BLOOD PRESSURE MONITOR | ANEROID | 81100244 | ACCOSON | PM | 1 | 8
6217 | IN SERVICE | SOL0476 | ST MARY'S COMMUNITY HEALTH CAMPUS | THE TURNER CENTRE-HOME OXYGEN TEAM | BLOOD PRESSURE MONITOR | ANEROID | 80500109 | ACCOSON | PM | 1 | 8
6219 | IN SERVICE | SOL0479 | ST JAMES HOSPITAL | THE LIMES-OAKDENE WARD | THERMOMETER | THERMOSCAN 6021 | 11119214829 | BRAUN | PM | 1 | 15
6220 | IN SERVICE | SOL0480 | ST JAMES HOSPITAL | THE LIMES-OAKDENE WARD | OPHTHALMOSCOPE | 901081 | 80609095413 | WELCH ALLYN | PM | 1 | 8
6221 | IN SERVICE | SOL0483 | ST JAMES HOSPITAL | THE LIMES-OAKDENE WARD | BLOOD PRESSURE MONITOR | M6 AC | 20150900063VG | OMRON HEALTHCARE | PM | 1 | 8
6222 | IN SERVICE | SOL0484 | ST JAMES HOSPITAL | THE LIMES-OAKDENE WARD | OPHTHALMOSCOPE | STANDARD OPHTHALMOSCOPE | 154790 | KEELER | PM | 1 | 5
6223 | IN SERVICE | SOL0485 | ST JAMES HOSPITAL | THE LIMES-OAKDENE WARD | OPHTHALMOSCOPE | STANDARD OPHTHALMOSCOPE | NOT FOUND | KEELER | PM | 1 | 5
6225 | IN SERVICE | SOL0491 | ST JAMES HOSPITAL | THE LIMES-OAKDENE WARD | GLUCOMETER | FREESTYLE OPTIUM H | XCMS167-P1C5A | ABBOTS MEDICAL | ASSET ONLY | 1 | NOT TO BE PRICED
6226 | IN SERVICE | SOL0492 | ST JAMES HOSPITAL | THE LIMES-OAKDENE WARD | GLUCOMETER | OPTIUM XCEED | XC1573-1922 | MEDISENSE | ASSET ONLY | 1 | NOT TO BE PRICED
6227 | IN SERVICE | SOL0495 | ST JAMES HOSPITAL | THE LIMES-OAKDENE WARD | ECG MACHINE | CAM 14 | SK913123675PA | GE HEALTHCARE | PM | 1 | 88
6228 | IN SERVICE | SOL0496 | ST JAMES HOSPITAL | THE LIMES-OAKDENE WARD | PLINTH | 2 SECTION | 01.26-025 | PLINTH MEDICAL | PM | 1 | 35
6229 | IN SERVICE | SOL0497 | ROYAL SOUTH HANTS HOSPITAL | BRAMBLES WARD-LOWER BRAMBLES | HOIST-BATH | PARKER BATH 500 | VEPL00011195 | ARJO HUNTLEIGH | OEM-MEDACO | 1 | 142
6230 | IN SERVICE | SOL0503 | ST JAMES HOSPITAL | THE LIMES-BROOKER UNIT | BATTERY CHARGER | 2040A | NOT FOUND | ARJO HUNTLEIGH | PM | 1 | 25
6231 | IN SERVICE | SOL0504 | ST JAMES HOSPITAL | THE LIMES-BROOKER UNIT | BATTERY CHARGER-HOIST | NDA8200 | CA071213139 | ARJO HUNTLEIGH | PM | 1 | 10
6232 | IN SERVICE | SOL0505 | ST JAMES HOSPITAL | THE LIMES-BROOKER UNIT | BATTERY CHARGER-HOIST | NDA8200 | CA081120171 | ARJO HUNTLEIGH | PM | 1 | 10
6233 | IN SERVICE | SOL0506 | ST JAMES HOSPITAL | THE LIMES-BROOKER UNIT | BATTERY CHARGER | 2040A | NOT FOUND | ARJO HUNTLEIGH | PM | 1 | 25
6234 | IN SERVICE | SOL0509 | ST JAMES HOSPITAL | THE LIMES-BROOKER UNIT | WHEELCHAIR | 218-23FB | JY05900 | DAYS MEDICAL | PM | 1 | 20
6235 | IN SERVICE | SOL0510 | ST JAMES HOSPITAL | THE LIMES-BROOKER UNIT | WHEELCHAIR | S1 STEEL | 4S1304261125 | DRIVE DEVILBISS | PM | 1 | 20
6236 | IN SERVICE | SOL0525 | ST JAMES HOSPITAL | THE LIMES-BROOKER UNIT | NEBULISER | INNOSPIRE DELUXE | 108897 | PHILIPS HEALTHCARE | PM | 1 | 15
6237 | IN SERVICE | SOL0526 | ST JAMES HOSPITAL | THE LIMES-BROOKER UNIT | NEBULISER | PORTA-NEB | 11A1440168 | PHILIPS HEALTHCARE | PM | 1 | 15
6240 | IN SERVICE | SOL0424 | LAKE ROAD HEALTH CENTRE | PODIATRY-CLINIC ROOM | DOPPLER | D900 | 900LX0A29047-08 | HUNTLEIGH HEALTHCARE | PM | 1 | 30
6241 | IN SERVICE | SOL0425 | ST MARY'S COMMUNITY HEALTH CAMPUS | PODIATRY-PODIATRY CLINIC | DOPPLER | D900 | 900LX0210243-05 | HUNTLEIGH HEALTHCARE | PM | 1 | 30
6243 | IN SERVICE | SOL0427 | ST MARY'S COMMUNITY HEALTH CAMPUS | PODIATRY-PODIATRY CLINIC | WOUND MEASUREMENT SYSTEM | EYK 10001 | 5120 | EYKONA TECHNOLOGIES LTD | PM | 1 | 65
6244 | IN SERVICE | SOL0530 | ST JAMES HOSPITAL | THE LIMES-BROOKER UNIT | GLUCOMETER | FREESTYLE OPTIUM H | XCMT320-P0037 | ABBOTS MEDICAL | ASSET ONLY | 1 | NOT TO BE PRICED
6245 | IN SERVICE | SOL0531 | ST JAMES HOSPITAL | THE LIMES-BROOKER UNIT | VITAL SIGNS MONITOR | VSM 300 | JA028818 | WELCH ALLYN | PM | 1 | 55
6246 | IN SERVICE | SOL0532 | ST JAMES HOSPITAL | THE LIMES-BROOKER UNIT | THERMOMETER | THERMOSCAN 6021 | 11111370603 | BRAUN | PM | 1 | 15
6247 | IN SERVICE | SOL0533 | ST JAMES HOSPITAL | THE LIMES-BROOKER UNIT | NEBULISER | PORTA-NEB | 2006PN317668 | PHILIPS HEALTHCARE | PM | 1 | 15
6248 | IN SERVICE | SOL0534 | ST JAMES HOSPITAL | THE LIMES-BROOKER UNIT | NEBULISER | PORTA-NEB | 2006PN300087 | PHILIPS HEALTHCARE | PM | 1 | 15
6249 | IN SERVICE | SOL0535 | ST JAMES HOSPITAL | THE LIMES-BROOKER UNIT | HEIGHT MEASURE | LEICESTER | NOT FOUND | SECA LTD | INSPECTION ONLY | 1 | 15
6250 | IN SERVICE | SOL0536 | ST JAMES HOSPITAL | THE LIMES-BROOKER UNIT | SCALE-CHAIR | DP3810/M-200 | 9KC039978 | MARSDEN | PM | 1 | 15
6251 | IN SERVICE | SOL0537 | ST JAMES HOSPITAL | THE LIMES-BROOKER UNIT | HEIGHT MEASURE | LEICESTER | NOT FOUND | MARSDEN | INSPECTION ONLY | 1 | 15
6253 | IN SERVICE | SOL0539 | ST JAMES HOSPITAL | THE LIMES-BROOKER UNIT | OPHTHALMOSCOPE | STANDARD OPHTHALMOSCOPE | 163112 | KEELER | PM | 1 | 5
6254 | IN SERVICE | SOL0541 | ST JAMES HOSPITAL | THE LIMES-BROOKER UNIT | VITAL SIGNS MONITOR | VSM 300 | JA109267 | WELCH ALLYN | PM | 1 | 55
6255 | IN SERVICE | SOL0542 | ST JAMES HOSPITAL | THE LIMES-BROOKER UNIT | THERMOMETER | THERMOSCAN 6021 | 11111682946 | BRAUN | PM | 1 | 15
6256 | IN SERVICE | SOL0543 | ST JAMES HOSPITAL | THE LIMES-BROOKER UNIT | BLOOD PRESSURE MONITOR | GREENLIGHT 300 | 09-004457 | ACCOSON | PM | 1 | 8
6257 | IN SERVICE | SOL0544 | ST JAMES HOSPITAL | THE LIMES-BROOKER UNIT | THERMOMETER | THERMOSCAN 6021 | 11119215954 | BRAUN | PM | 1 | 15
6258 | IN SERVICE | SOL0545 | ST JAMES HOSPITAL | THE LIMES-BROOKER UNIT | BED-ELECTRIC | APC-1896 | C96182290222 | ELITEX | PM | 1 | 20
6259 | IN SERVICE | SOL0546 | ST JAMES HOSPITAL | THE LIMES-BROOKER UNIT | BED-ELECTRIC | APC-1896 | C96181290169 | ELITEX | PM | 1 | 20
6260 | IN SERVICE | SOL0548 | ST JAMES HOSPITAL | THE LIMES-BROOKER UNIT | BED-ELECTRIC | APC-1896 | C96178480141 | ELITEX | PM | 1 | 20
6261 | IN SERVICE | SOL0547 | ST JAMES HOSPITAL | THE LIMES-BROOKER UNIT | BED-ELECTRIC | APC-1896 | NOT FOUND | ELITEX | PM | 1 | 20
6262 | IN SERVICE | SOL0549 | ST JAMES HOSPITAL | THE LIMES-BROOKER UNIT | BED-ELECTRIC | APC-1896 | C96178480139 | ELITEX | PM | 1 | 20
6263 | IN SERVICE | SOL0550 | ST JAMES HOSPITAL | THE LIMES-BROOKER UNIT | BED-ELECTRIC | APC-1896 | C96181290225 | ELITEX | PM | 1 | 20
6264 | IN SERVICE | SOL0551 | ST JAMES HOSPITAL | THE LIMES-BROOKER UNIT | BED-ELECTRIC | APC-1896 | C96178480118 | ELITEX | PM | 1 | 20
6265 | IN SERVICE | SOL0552 | ST JAMES HOSPITAL | THE LIMES-BROOKER UNIT | BED-ELECTRIC | APC-1896 | NOT FOUND | ELITEX | PM | 1 | 20
6266 | IN SERVICE | SOL0553 | ST JAMES HOSPITAL | THE LIMES-BROOKER UNIT | HOIST-BATH | PARKER BATH 500 | VEPL00011196 | ARJO HUNTLEIGH | OEM-MEDACO | 1 | 142
6267 | IN SERVICE | SOL0554 | ST JAMES HOSPITAL | THE LIMES-BROOKER UNIT | EXERCISER-BICYCLE | MED 515 | 06/04009 | MEDICARE | PM | 1 | 25
6268 | IN SERVICE | SOL0555 | ST JAMES HOSPITAL | THE LIMES-BROOKER UNIT | WHEELCHAIR | UNI 8 | U8U10073715 | SUNRISE MEDICAL | PM | 1 | 20
6270 | IN SERVICE | SOL0559 | ST JAMES HOSPITAL | THE LIMES-BROOKER UNIT | HOIST-BATH | PARKER BATH 500 | VEPL00011197 | ARJO HUNTLEIGH | OEM-MEDACO | 1 | 142
6271 | IN SERVICE | SOL0560 | ST JAMES HOSPITAL | THE LIMES-BROOKER UNIT | BED-ELECTRIC | APC-1896 | C96181290224 | ELITEX | PM | 1 | 20
6272 | IN SERVICE | SOL0561 | ST JAMES HOSPITAL | THE LIMES-BROOKER UNIT | BED-ELECTRIC | APC-1896 | C96181290181 | ELITEX | PM | 1 | 20
6273 | IN SERVICE | SOL0562 | ST JAMES HOSPITAL | THE LIMES-BROOKER UNIT | BED-ELECTRIC | APC-1896 | C96181290221 | ELITEX | PM | 1 | 20
6274 | IN SERVICE | SOL0563 | ST JAMES HOSPITAL | THE LIMES-BROOKER UNIT | BED-ELECTRIC | APC-1896 | NOT FOUND | ELITEX | PM | 1 | 20
6275 | IN SERVICE | SOL0564 | ST JAMES HOSPITAL | THE LIMES-BROOKER UNIT | BED-ELECTRIC | APC-1896 | NOT FOUND | ELITEX | PM | 1 | 20
6277 | IN SERVICE | SOL0568 | ST JAMES HOSPITAL | THE LIMES-BROOKER UNIT | BED-ELECTRIC | APC-1896 | NOT FOUND | ELITEX | PM | 1 | 20
6278 | IN SERVICE | SOL0571 | ST JAMES HOSPITAL | THE LIMES-BROOKER UNIT | PATIENT TRANSFER AID | ROTUNDA | NOT FOUND | ENABLE AID | PM | 1 | 70
6279 | IN SERVICE | SOL0574 | ST JAMES HOSPITAL | THE LIMES-BROOKER UNIT | BED-ELECTRIC | APC-1896 | NOT FOUND | ELITEX | PM | 1 | 20
6280 | IN SERVICE | SOL0576 | ST JAMES HOSPITAL | THE LIMES-BROOKER UNIT | BED-ELECTRIC | APC-1896 | C96181290161 | ELITEX | PM | 1 | 20
6281 | IN SERVICE | SOL0578 | ST JAMES HOSPITAL | THE LIMES-BROOKER UNIT | BED-ELECTRIC | APC-1896 | C96178480 | ELITEX | PM | 1 | 20
6282 | IN SERVICE | SOL0580 | ST JAMES HOSPITAL | THE LIMES-BROOKER UNIT | BED-ELECTRIC | APC-1896 | NOT FOUND | ELITEX | PM | 1 | 20
6283 | IN SERVICE | SOL0581 | ST JAMES HOSPITAL | THE LIMES-BROOKER UNIT | BED-ELECTRIC | APC-1896 | NOT FOUND | ELITEX | PM | 1 | 20
6284 | IN SERVICE | SOL0582 | ST JAMES HOSPITAL | THE LIMES-BROOKER UNIT | BED-ELECTRIC | APC-1896 | NOT FOUND | ELITEX | PM | 1 | 20
6285 | IN SERVICE | SOL0587 | WESTERN COMMUNITY HOSPITAL | KITE UNIT | MEDICAL FRIDGE | PE207C | 50905621444441700 | LEC MEDICAL | PM | 1 | NOT TO BE PRICED
6286 | IN SERVICE | SOL0588 | WESTERN COMMUNITY HOSPITAL | KITE UNIT | GLUCOMETER | FREESTYLE OPTIUM NEO | LAMV228S04193 | ABBOTS MEDICAL | ASSET ONLY | 1 | NOT TO BE PRICED
6287 | IN SERVICE | SOL0589 | WESTERN COMMUNITY HOSPITAL | KITE UNIT | GLUCOMETER | FREESTYLE OPTIUM NEO | LAMV228S04051 | ABBOTS MEDICAL | ASSET ONLY | 1 | NOT TO BE PRICED
6288 | IN SERVICE | SOL0590 | WESTERN COMMUNITY HOSPITAL | KITE UNIT | GLUCOMETER | JAZZ | CWHH20YD505286 | AGAMATRIX | ASSET ONLY | 1 | NOT TO BE PRICED
6289 | IN SERVICE | SOL0591 | WESTERN COMMUNITY HOSPITAL | KITE UNIT | GLUCOMETER | ONETOUCH VERIO IQ | TCFPBQJD | LIFESCAN | ASSET ONLY | 1 | NOT TO BE PRICED
6290 | IN SERVICE | SOL0592 | WESTERN COMMUNITY HOSPITAL | KITE UNIT | THERMOMETER | THERMOSCAN PRO 6000 | 10106368347 | BRAUN | PM | 1 | 15
6291 | IN SERVICE | SOL0596 | WESTERN COMMUNITY HOSPITAL | KITE UNIT | PLINTH | 2 SECTION | 502/H/W/0396/346 | PLINTH MEDICAL | PM | 1 | 35
6292 | IN SERVICE | SOL0597 | WESTERN COMMUNITY HOSPITAL | KITE UNIT | SPHYGMOMANOMETER | SHOCK RESISTANT | 80220184834 | WELCH ALLYN | PM | 1 | 8
6293 | IN SERVICE | SOL0598 | WESTERN COMMUNITY HOSPITAL | KITE UNIT | THERMOMETER | FT 90 | A07/002943 | BOOTS COMPANY | PM | 1 | 15
6294 | IN SERVICE | SOL0599 | WESTERN COMMUNITY HOSPITAL | KITE UNIT | GLUCOMETER | FREESTYLE OPTIUM NEO | LAMV265S01920 | ABBOTS MEDICAL | ASSET ONLY | 1 | NOT TO BE PRICED
6295 | IN SERVICE | SOL0600 | WESTERN COMMUNITY HOSPITAL | KITE UNIT | GLUCOMETER | ACCU-CHEK AVIVA | 45903455788 | ROCHE DIAGNOSTICS | ASSET ONLY | 1 | NOT TO BE PRICED
6296 | IN SERVICE | SOL0601 | WESTERN COMMUNITY HOSPITAL | KITE UNIT | AIR COMPRESSOR | CR60 | 2002C607027 | PROFILE RESPIRATORY | PM | 1 | 15
6297 | IN SERVICE | SOL0602 | WESTERN COMMUNITY HOSPITAL | KITE UNIT | OPHTHALMOSCOPE | STANDARD OPHTHALMOSCOPE | 134920 | KEELER | PM | 1 | 5
6298 | IN SERVICE | SOL0603 | WESTERN COMMUNITY HOSPITAL | KITE UNIT | OPHTHALMOSCOPE | STANDARD OPHTHALMOSCOPE | 182126 | KEELER | PM | 1 | 5
6300 | IN SERVICE | SOL0619 | WESTERN COMMUNITY HOSPITAL | KITE UNIT | EXERCISER-BICYCLE | GAMEFIT BIKE | NOT FOUND | PROFORM FITNESS | PM | 1 | 25
6301 | IN SERVICE | SOL0620 | ST MARY'S COMMUNITY HEALTH CAMPUS | THE TURNER CENTRE-PULMONARY REHABILITATION | PULSE OXIMETER-FINGER | PULSEOX 300 | B30032164 | KONICA MINOLTA | PM | 1 | 15
6302 | IN SERVICE | SOL0621 | ST MARY'S COMMUNITY HEALTH CAMPUS | THE TURNER CENTRE-PULMONARY REHABILITATION | PULSE OXIMETER-FINGER | PULSEOX 300 | B30002633 | KONICA MINOLTA | PM | 1 | 15
6304 | IN SERVICE | SOL0629 | ST MARY'S COMMUNITY HEALTH CAMPUS | THE TURNER CENTRE-PULMONARY REHABILITATION | BLOOD PRESSURE MONITOR | UA-767 | 5160700396 | A&D INSTRUMENTS | PM | 1 | 8
6305 | IN SERVICE | SOL0630 | ST JAMES HOSPITAL | THE TURNER CENTRE-OUTPATIENTS | PLINTH | 2 SECTION | 502EM11103909 | PLINTH MEDICAL | PM | 1 | 35
6306 | IN SERVICE | SOL0631 | ST MARY'S COMMUNITY HEALTH CAMPUS | ADULT MENTAL HEALTH DEPARTMENT | PLINTH | 2 SECTION | 502EM11103911 | PLINTH MEDICAL | PM | 1 | 35
6307 | IN SERVICE | SOL0632 | ST JAMES HOSPITAL | THE TURNER CENTRE-OUTPATIENTS | PLINTH | 2 SECTION | 502EM11103910 | PLINTH MEDICAL | PM | 1 | 35
6308 | IN SERVICE | SOL0633 | ST JAMES HOSPITAL | THE TURNER CENTRE-OUTPATIENTS | MEDICAL FRIDGE | RLDF0110 | 711312105555PW-LC | LABCOLD | PM | 1 | NOT TO BE PRICED
6309 | IN SERVICE | SOL0634 | ST JAMES HOSPITAL | THE TURNER CENTRE-OUTPATIENTS | MEDICAL FRIDGE | LR207 | 1382-033 | LEC MEDICAL | PM | 1 | NOT TO BE PRICED
6310 | IN SERVICE | SOL0635 | ROYAL SOUTH HANTS HOSPITAL | OCCUPATIONAL HEALTH-BRAMBLES BUNGALOW | SCALES | 761 | 2761339032218 | SECA LTD | PM | 1 | 15
6311 | IN SERVICE | SOL0636 | ST JAMES HOSPITAL | THE TURNER CENTRE-OUTPATIENTS | AUTOINJECTOR | BETAJECT COMFORT | NOT FOUND | H & B ELECTRONIC GMBH | PM | 1 | 25
6312 | IN SERVICE | SOL0637 | ST JAMES HOSPITAL | THE TURNER CENTRE-OUTPATIENTS | SCALES | MS4202 | 21103800 | MARSDEN | PM | 1 | 15
6313 | IN SERVICE | SOL0638 | ST JAMES HOSPITAL | THE TURNER CENTRE-OUTPATIENTS | HYDROSURGERY SYSTEM | VERSAJET | 50750731038-0157 | SMITH & NEPHEW | PM | 1 | 95
6314 | IN SERVICE | SOL0639 | ST MARY'S COMMUNITY HEALTH CAMPUS | THE TURNER CENTRE-HOME OXYGEN TEAM | OXYGEN CONCENTRATOR | PLATINUM 9 HF II | 12BSZ470436 | INVACARE | PM | 1 | 45
6315 | IN SERVICE | SOL0643 | ST JAMES HOSPITAL | THE TURNER CENTRE-OUTPATIENTS | OXYGEN WOUND THERAPY | NATROX | NA040131030-05 | INOTEC AMD LTD | PM | 1 | 55
6316 | IN SERVICE | SOL0644 | ST JAMES HOSPITAL | THE TURNER CENTRE-OUTPATIENTS | SHOCKWAVE THERAPY | SHOCKMASTER 300 | 4201362 | GYMA UNIPHY | PM | 1 | 45
6317 | IN SERVICE | SOL0645 | ST MARY'S COMMUNITY HEALTH CAMPUS | PODIATRY-PODIATRY CLINIC | SCALES | W23 | 1207RD | WEIGHT WATCHERS | PM | 1 | 15
6318 | IN SERVICE | SOL0646 | ST MARY'S COMMUNITY HEALTH CAMPUS | PODIATRY-PODIATRY CLINIC | THERMOMETER | CENTER 350 | 70510543 | CENTER TECHNOLOGY | PM | 1 | 15
6319 | IN SERVICE | SOL0648 | ST JAMES HOSPITAL | THE TURNER CENTRE-OUTPATIENTS | PLINTH | 2 SECTION | 40EM1111701 | PLINTH MEDICAL | PM | 1 | 35
6320 | IN SERVICE | SOL0649 | ST JAMES HOSPITAL | THE TURNER CENTRE-OUTPATIENTS | PLINTH | 2 SECTION | 40EM1111698 | PLINTH MEDICAL | PM | 1 | 35
6321 | IN SERVICE | SOL0650 | ST JAMES HOSPITAL | THE TURNER CENTRE-OUTPATIENTS | PLINTH | 2 SECTION | 40EM1111699 | PLINTH MEDICAL | PM | 1 | 35
6322 | IN SERVICE | SOL0651 | JUBILEE HOUSE | INPATIENT UNIT-END OF LIFE CARE | PLINTH | 2 SECTION | 502EM11103908 | PLINTH MEDICAL | PM | 1 | 35
6323 | IN SERVICE | SOL0652 | ST JAMES HOSPITAL | THE TURNER CENTRE-OUTPATIENTS | PLINTH | 2 SECTION | 40EM1111700 | PLINTH MEDICAL | PM | 1 | 35
6324 | IN SERVICE | SOL0653 | ST MARY'S COMMUNITY HEALTH CAMPUS | PODIATRY-PODIATRY CLINIC | THERMOMETER | THERMOSCAN | 07412K04230 | BRAUN | PM | 1 | 15
6325 | IN SERVICE | SOL0659 | ST JAMES HOSPITAL | THE TURNER CENTRE-OUTPATIENTS | GLUCOMETER | OMNITEST 3 | GAA7UKOB00305 | B BRAUN MEDICAL | ASSET ONLY | 1 | NOT TO BE PRICED
6326 | IN SERVICE | SOL0660 | ST JAMES HOSPITAL | THE TURNER CENTRE-OUTPATIENTS | GLUCOMETER | OMNITEST 3 | GAA3UKNJ00742 | B BRAUN MEDICAL | ASSET ONLY | 1 | NOT TO BE PRICED
6327 | IN SERVICE | SOL0661 | ST JAMES HOSPITAL | THE TURNER CENTRE-OUTPATIENTS | EXERCISER-CROSS TRAINER | ENDURANCE PRO 500 ELITE | NOT FOUND | HORIZON FITNESS | PM | 1 | 25
6328 | IN SERVICE | SOL0662 | ST JAMES HOSPITAL | THE TURNER CENTRE-OUTPATIENTS | EXERCISER-BICYCLE | CARDIO CONTROL | 9K5B00351H | BREMSHEY SPORT | PM | 1 | 25
6329 | IN SERVICE | SOL0663 | ST JAMES HOSPITAL | THE TURNER CENTRE-OUTPATIENTS | EXERCISER-BICYCLE | R2250 | NOT FOUND | VISION FITNESS | PM | 1 | 25
6330 | IN SERVICE | SOL0664 | ST JAMES HOSPITAL | THE TURNER CENTRE-OUTPATIENTS | EXERCISER-CROSS TRAINER | MERCURY | NOT FOUND | HP COSMOS | PM | 1 | 25
6331 | IN SERVICE | SOL0668 | PORTSWOOD SOLENT SURGERY | GP SURGERY-PORTSWOOD SOLENT SURGERY | SCALES | BW-133OM | BW100185 | NAGATA | PM | 1 | 15
6332 | IN SERVICE | SOL0669 | ADELAIDE HEALTH CENTRE | CHILDREN COMMUNITY NURSING TEAM-LEVEL 2 | PULSE OXIMETER-HANDHELD | N560 | 11114030048 | NELLCOR | PM | 1 | 55
6333 | IN SERVICE | SOL0670 | ADELAIDE HEALTH CENTRE | CHILDREN COMMUNITY NURSING TEAM-LEVEL 2 | PULSE OXIMETER-HANDHELD | NPB295 | G99806885 | NELLCOR | PM | 1 | 55
6334 | IN SERVICE | SOL0677 | ST MARY'S COMMUNITY HEALTH CAMPUS | THE TURNER CENTRE-PULMONARY REHABILITATION | BLOOD PRESSURE MONITOR | UA-767 | 5160700391 | A&D INSTRUMENTS | PM | 1 | 8
6335 | IN SERVICE | SOL0678 | ST MARY'S COMMUNITY HEALTH CAMPUS | THE TURNER CENTRE-HOME OXYGEN TEAM | PULSE OXIMETER-FINGER | PULSEOX 300 | B30032236 | KONICA MINOLTA | PM | 1 | 15
6338 | IN SERVICE | SOL0695 | ST MARY'S COMMUNITY HEALTH CAMPUS | OLDER PEOPLE MENTAL HEALTH-THE LANGSTONE CENTRE | GLUCOMETER | OPTIUM XCEED | XCB216-7162 | ABBOTS MEDICAL | ASSET ONLY | 1 | NOT TO BE PRICED
6339 | IN SERVICE | SOL0696 | ST MARY'S COMMUNITY HEALTH CAMPUS | OLDER PEOPLE MENTAL HEALTH-THE LANGSTONE CENTRE | SCALES | CLARA 803 | 8803152160527 | SECA LTD | PM | 1 | 15
6340 | IN SERVICE | SOL0697 | ST MARY'S COMMUNITY HEALTH CAMPUS | OLDER PEOPLE MENTAL HEALTH-THE LANGSTONE CENTRE | SCALES | CLARA 803 | 8803152160528 | SECA LTD | PM | 1 | 15
6341 | IN SERVICE | SOL0698 | ST MARY'S COMMUNITY HEALTH CAMPUS | OLDER PEOPLE MENTAL HEALTH-THE LANGSTONE CENTRE | DEFIBRILLATOR-AED | HEARTSTART FR2 | 511892624 | PHILIPS HEALTHCARE | ASSET ONLY | 1 | NOT TO BE PRICED
6349 | IN SERVICE | SOL0706 | CIVIC OFFICES PORTSMOUTH | KESTREL CENTRE-LEARNING DISABILITY | DIAGNOSTIC SET | BETA 200 | NOT FOUND | HEINE | PM | 1 | 5
6350 | IN SERVICE | SOL0707 | CIVIC OFFICES PORTSMOUTH | KESTREL CENTRE-LEARNING DISABILITY | OTOSCOPE | STANDARD | 172535 | KEELER | PM | 1 | 5
6351 | IN SERVICE | SOL0710 | CIVIC OFFICES PORTSMOUTH | KESTREL CENTRE-LEARNING DISABILITY | BLOOD PRESSURE MONITOR | A/W | 3889727 | BOSO | PM | 1 | 8
6352 | IN SERVICE | SOL0713 | CIVIC OFFICES PORTSMOUTH | KESTREL CENTRE-LEARNING DISABILITY | GLUCOMETER | ACCU-CHEK AVIVA | 45921133921 | ROCHE DIAGNOSTICS | ASSET ONLY | 1 | NOT TO BE PRICED
6353 | IN SERVICE | SOL0714 | CIVIC OFFICES PORTSMOUTH | KESTREL CENTRE-LEARNING DISABILITY | GLUCOMETER | GMATE WHEEEL | 10594 | PHILOSYS CO. LTD | ASSET ONLY | 1 | NOT TO BE PRICED
6354 | IN SERVICE | SOL0715 | CIVIC OFFICES PORTSMOUTH | KESTREL CENTRE-LEARNING DISABILITY | GLUCOMETER | GMATE WHEEEL | 10564 | PHILOSYS CO. LTD | ASSET ONLY | 1 | NOT TO BE PRICED
6355 | IN SERVICE | SOL0716 | CIVIC OFFICES PORTSMOUTH | KESTREL CENTRE-LEARNING DISABILITY | GLUCOMETER | ON CALL VIVID | 404D200720D | ACON LABORATORIES | ASSET ONLY | 1 | NOT TO BE PRICED
6356 | IN SERVICE | SOL0721 | CIVIC OFFICES PORTSMOUTH | KESTREL CENTRE-LEARNING DISABILITY | BLOOD PRESSURE MONITOR | M2BASIC | 20110212450VG | OMRON HEALTHCARE | PM | 1 | 8
6357 | IN SERVICE | SOL0725 | ST JAMES HOSPITAL | CHILD AND ADOLESCENT MHS-FALCON HOUSE | HEIGHT MEASURE | LEICESTER | NOT FOUND | SECA LTD | INSPECTION ONLY | 1 | 15
6358 | IN SERVICE | SOL0730 | ST JAMES HOSPITAL | CHILD AND ADOLESCENT MHS-FALCON HOUSE | HEIGHT MEASURE | LEICESTER | NOT FOUND | SECA LTD | INSPECTION ONLY | 1 | 15
6359 | IN SERVICE | SOL0736 | JUBILEE HOUSE | INPATIENT UNIT-END OF LIFE CARE | WHEELCHAIR | REA AZALEA TRANSIT | 15D02001822 | INVACARE | PM | 1 | 20
6360 | IN SERVICE | SOL0737 | JUBILEE HOUSE | INPATIENT UNIT-END OF LIFE CARE | WHEELCHAIR | 1500BL | TVD130508046 | ROMA MEDICAL | PM | 1 | 20
6361 | IN SERVICE | SOL0738 | JUBILEE HOUSE | INPATIENT UNIT-END OF LIFE CARE | WHEELCHAIR | NSV RANGER 9TRL | T009928 | R HEALTHCARE | PM | 1 | 20
6362 | IN SERVICE | SOL0741 | JUBILEE HOUSE | INPATIENT UNIT-END OF LIFE CARE | WHEELCHAIR | NOT KNOWN | NOT FOUND | ANGEL MOBILITY | PM | 1 | 20
6363 | IN SERVICE | SOL0742 | JUBILEE HOUSE | INPATIENT UNIT-END OF LIFE CARE | WHEELCHAIR | BEN9+ | NOT FOUND | INVACARE | PM | 1 | 20
6364 | IN SERVICE | SOL0810 | ST MARY'S COMMUNITY HEALTH CAMPUS | OLDER PEOPLE MENTAL HEALTH-THE LANGSTONE CENTRE | BLOOD PRESSURE MONITOR | DB32 | YX380761 | TRULY INSTRUMENTS | PM | 1 | 8
6365 | IN SERVICE | SOL0751 | JUBILEE HOUSE | INPATIENT UNIT-END OF LIFE CARE | CHAIR-ELECTRIC-RECLINER | NOT KNOWN | 259195 | WILCARE WALES LTD | PM | 1 | 45
6366 | IN SERVICE | SOL0754 | JUBILEE HOUSE | INPATIENT UNIT-END OF LIFE CARE | WHEELCHAIR | BEN9+ | 8010037302 | INVACARE | PM | 1 | 20
6367 | IN SERVICE | SOL0765 | JUBILEE HOUSE | INPATIENT UNIT-END OF LIFE CARE | WHEELCHAIR | PRIDE | NOT FOUND | PRIDE MOBILITY PRODUCTS | PM | 1 | 20
6368 | IN SERVICE | SOL0811 | ST MARY'S COMMUNITY HEALTH CAMPUS | OLDER PEOPLE MENTAL HEALTH-THE LANGSTONE CENTRE | BLOOD PRESSURE MONITOR | HANDHELD | NOT FOUND | MEDISAVE | PM | 1 | 8
6369 | IN SERVICE | SOL0770 | JUBILEE HOUSE | INPATIENT UNIT-END OF LIFE CARE | NEBULISER | PORTA-NEB | 1999PN85298 | MEDIC AID | PM | 1 | 15
6371 | IN SERVICE | SOL0774 | JUBILEE HOUSE | INPATIENT UNIT-END OF LIFE CARE | HOIST | BIRDIE | 14G09000279 | INVACARE | OEM-MEDACO | 1 | 90
6373 | IN SERVICE | SOL0776 | JUBILEE HOUSE | INPATIENT UNIT-END OF LIFE CARE | CHAIR-ELECTRIC-RECLINER | NOT KNOWN | 259196 | WILCARE WALES LTD | PM | 1 | 45
6375 | IN SERVICE | SOL0780 | JUBILEE HOUSE | INPATIENT UNIT-END OF LIFE CARE | HEIGHT MEASURE | LEICESTER | NOT FOUND | SECA LTD | INSPECTION ONLY | 1 | 15
6376 | IN SERVICE | SOL0783 | JUBILEE HOUSE | INPATIENT UNIT-END OF LIFE CARE | WHEELCHAIR | CASA MOVE SR | H3-706115-K15-KW45/06-18213 | DAYS MEDICAL | PM | 1 | 20
6377 | IN SERVICE | SOL0791 | JUBILEE HOUSE | INPATIENT UNIT-END OF LIFE CARE | FEEDING PUMP | APPLIX SMART GB | 7751911/18845467 | FRESENIUS KABI | ASSET ONLY | 1 | NOT TO BE PRICED
6378 | IN SERVICE | SOL0792 | JUBILEE HOUSE | INPATIENT UNIT-END OF LIFE CARE | FEEDING PUMP CHARGER | APPLIX HOLDER GB | 7751911/19410557 | FRESENIUS KABI | ASSET ONLY | 1 | NOT TO BE PRICED
6379 | IN SERVICE | SOL0793 | JUBILEE HOUSE | INPATIENT UNIT-END OF LIFE CARE | FEEDING PUMP | APPLIX SMART GB | 7751911/19868044 | FRESENIUS KABI | ASSET ONLY | 1 | NOT TO BE PRICED
6380 | IN SERVICE | SOL0794 | JUBILEE HOUSE | INPATIENT UNIT-END OF LIFE CARE | FEEDING PUMP CHARGER | APPLIX HOLDER GB | 2200999/21210621 | FRESENIUS KABI | ASSET ONLY | 1 | NOT TO BE PRICED
6381 | IN SERVICE | SOL0795 | JUBILEE HOUSE | INPATIENT UNIT-END OF LIFE CARE | FEEDING PUMP | APPLIX SMART GB | 7751911/19684136 | FRESENIUS KABI | ASSET ONLY | 1 | NOT TO BE PRICED
6382 | IN SERVICE | SOL0796 | JUBILEE HOUSE | INPATIENT UNIT-END OF LIFE CARE | FEEDING PUMP CHARGER | APPLIX HOLDER GB | 7751911/18782287 | FRESENIUS KABI | ASSET ONLY | 1 | NOT TO BE PRICED
6383 | IN SERVICE | SOL0797 | JUBILEE HOUSE | INPATIENT UNIT-END OF LIFE CARE | FEEDING PUMP | APPLIX SMART GB | 7751911/19325909 | FRESENIUS KABI | ASSET ONLY | 1 | NOT TO BE PRICED
6384 | IN SERVICE | SOL0798 | JUBILEE HOUSE | INPATIENT UNIT-END OF LIFE CARE | FEEDING PUMP CHARGER | APPLIX HOLDER GB | 7751911/19868454 | FRESENIUS KABI | ASSET ONLY | 1 | NOT TO BE PRICED
6385 | IN SERVICE | SOL0799 | JUBILEE HOUSE | INPATIENT UNIT-END OF LIFE CARE | FEEDING PUMP | APPLIX SMART GB | 7751911/21938661 | FRESENIUS KABI | ASSET ONLY | 1 | NOT TO BE PRICED
6386 | IN SERVICE | SOL0800 | JUBILEE HOUSE | INPATIENT UNIT-END OF LIFE CARE | FEEDING PUMP CHARGER | APPLIX HOLDER GB | 7751911/21937777 | FRESENIUS KABI | ASSET ONLY | 1 | NOT TO BE PRICED
6388 | IN SERVICE | SOL0802 | BITTERNE HEALTH CENTRE | EAST COMMUNITY INDEPENDENCE TEAM-WESTWOOD HOUSE | BLOOD PRESSURE MONITOR | UA-767 | 5161100748 | A&D INSTRUMENTS | PM | 1 | 8
6389 | IN SERVICE | SOL0803 | BITTERNE HEALTH CENTRE | EAST COMMUNITY INDEPENDENCE TEAM-WESTWOOD HOUSE | BLOOD PRESSURE MONITOR | UA-767 | 5161100749 | A&D INSTRUMENTS | PM | 1 | 8
6391 | IN SERVICE | SOL0805 | BITTERNE HEALTH CENTRE | EAST COMMUNITY INDEPENDENCE TEAM-WESTWOOD HOUSE | BLOOD PRESSURE MONITOR | DS54 | 161227075927 | WELCH ALLYN | PM | 1 | 8
6392 | IN SERVICE | SOL0806 | BITTERNE HEALTH CENTRE | EAST COMMUNITY INDEPENDENCE TEAM-WESTWOOD HOUSE | BLOOD PRESSURE MONITOR | DS54 | 161206232138 | WELCH ALLYN | PM | 1 | 8
6393 | IN SERVICE | SOL0807 | BITTERNE HEALTH CENTRE | EAST COMMUNITY INDEPENDENCE TEAM-WESTWOOD HOUSE | BLOOD PRESSURE MONITOR | DS54 | 170103133057 | WELCH ALLYN | PM | 1 | 8
6394 | IN SERVICE | SOL0808 | BITTERNE HEALTH CENTRE | EAST COMMUNITY INDEPENDENCE TEAM-WESTWOOD HOUSE | BLOOD PRESSURE MONITOR | DS54 | 161227073608 | WELCH ALLYN | PM | 1 | 8
6395 | IN SERVICE | SOL0822 | ST MARY'S COMMUNITY HEALTH CAMPUS | OLDER PEOPLE MENTAL HEALTH-THE LANGSTONE CENTRE | BLOOD PRESSURE MONITOR | DB32 | YX380581 | TRULY INSTRUMENTS | PM | 1 | 8
6396 | IN SERVICE | SOL0823 | ST MARY'S COMMUNITY HEALTH CAMPUS | OLDER PEOPLE MENTAL HEALTH-THE LANGSTONE CENTRE | BLOOD PRESSURE MONITOR | DB32 | YX380767 | TRULY INSTRUMENTS | PM | 1 | 8
6397 | IN SERVICE | SOL0825 | BATTENBURG AVENUE CLINIC | CHILDREN COMMUNITY NURSING-CHILD NURSING | VENTILATOR | TRILOGY 100 | TV11602173D | PHILIPS HEALTHCARE | PM | 1 | 799
6400 | IN SERVICE | SOL0834 | JUBILEE HOUSE | INPATIENT UNIT-END OF LIFE CARE | CHAIR-RECLINER | MD100 | S00184325 | LIMOSS | PM | 1 | 45
6401 | IN SERVICE | SOL0849 | JUBILEE HOUSE | INPATIENT UNIT-END OF LIFE CARE | MATTRESS PUMP | NIMBUS 3 | 151037833 | ARJO HUNTLEIGH | PM | 1 | 45
6402 | IN SERVICE | SOL0859 | JUBILEE HOUSE | INPATIENT UNIT-END OF LIFE CARE | BED-ELECTRIC | INNOV8 LOW | J00484567.9.0215 | SIDHILL | PM | 1 | 20
6403 | IN SERVICE | SOL0862 | JUBILEE HOUSE | INPATIENT UNIT-END OF LIFE CARE | PATIENT TRANSFER AID | ROTUNDA | 7747 | ENABLE AID | PM | 1 | 70
6404 | IN SERVICE | SOL0865 | JUBILEE HOUSE | INPATIENT UNIT-END OF LIFE CARE | RECLINER | HYDROFLEX | NOT FOUND | CAREFLEX | PM | 1 | 45
6405 | IN SERVICE | SOL0866 | JUBILEE HOUSE | INPATIENT UNIT-END OF LIFE CARE | CHAIR-RECLINER | NIGHTINGALE | 39762 | KIRTON HEALTHCARE | PM | 1 | 45
6407 | IN SERVICE | SOL0875 | JUBILEE HOUSE | INPATIENT UNIT-END OF LIFE CARE | INFUSION PUMP-SYRINGE | T34 | S54859 | CME MCKINLEY | PM | 1 | 55
6408 | IN SERVICE | SOL0877 | JUBILEE HOUSE | INPATIENT UNIT-END OF LIFE CARE | INFUSION PUMP-SYRINGE | T34 | S83479 | CME MCKINLEY | PM | 1 | 55
6409 | IN SERVICE | SOL0878 | JUBILEE HOUSE | INPATIENT UNIT-END OF LIFE CARE | INFUSION PUMP-SYRINGE | T34 | S55224 | CME MCKINLEY | PM | 1 | 55
6410 | IN SERVICE | SOL0880 | JUBILEE HOUSE | INPATIENT UNIT-END OF LIFE CARE | INFUSION PUMP-SYRINGE | T34 | 81098 | CME MCKINLEY | PM | 1 | 55
6411 | IN SERVICE | SOL0882 | JUBILEE HOUSE | INPATIENT UNIT-END OF LIFE CARE | MEDICAL FRIDGE | PSR151UK | 20700059444440900 | LEC MEDICAL | PM | 1 | NOT TO BE PRICED
6412 | IN SERVICE | SOL0885 | ROYAL SOUTH HANTS HOSPITAL | SEXUAL HEALTH | MICROSCOPE | ECLIPSE E200 | 106110 | NIKON UK LTD | OEM-CONTRACT PM | 1 | 95
6413 | IN SERVICE | SOL0887 | ROMSEY HOSPITAL | PODIATRY-PODIATRY CLINIC | DOPPLER | D900 | 900PX0100199-02 | HUNTLEIGH HEALTHCARE | PM | 1 | 30
6414 | IN SERVICE | SOL0888 | PORTSWOOD SOLENT SURGERY | GP SURGERY-PORTSWOOD SOLENT SURGERY | INR ANALYSER | 4803710 | UU00008175 | ROCHE DIAGNOSTICS | ASSET ONLY | 1 | NOT TO BE PRICED
6416 | IN SERVICE | SOL0890 | PORTSWOOD SOLENT SURGERY | GP SURGERY-PORTSWOOD SOLENT SURGERY | BATTERY CHARGER | NOT KNOWN | NOT FOUND | OPTICAR | PM | 1 | 25
6417 | IN SERVICE | SOL0891 | PORTSWOOD SOLENT SURGERY | GP SURGERY-PORTSWOOD SOLENT SURGERY | BATTERY CHARGER | NOT KNOWN | NOT FOUND | OPTICAR | PM | 1 | 5
6418 | IN SERVICE | SOL0892 | PORTSWOOD SOLENT SURGERY | GP SURGERY-PORTSWOOD SOLENT SURGERY | SPIROMETER | MICROLAB | 085-67535 | CAREFUSION | PM | 1 | 125
6419 | IN SERVICE | SOL0893 | PORTSWOOD SOLENT SURGERY | GP SURGERY-PORTSWOOD SOLENT SURGERY | DOPPLER | SD2 | WACF1-00666 | HUNTLEIGH HEALTHCARE | PM | 1 | 30
6420 | IN SERVICE | SOL0894 | PORTSWOOD SOLENT SURGERY | GP SURGERY-PORTSWOOD SOLENT SURGERY | PULSE OXIMETER-FINGER | ONYX | 120370519 | NONIN | PM | 1 | 15
6421 | IN SERVICE | SOL0895 | PORTSWOOD SOLENT SURGERY | GP SURGERY-PORTSWOOD SOLENT SURGERY | MEDICAL FRIDGE | NONE | 50501072444440900 | LEC MEDICAL | PM | 1 | NOT TO BE PRICED
6422 | IN SERVICE | SOL0896 | PORTSWOOD SOLENT SURGERY | GP SURGERY-PORTSWOOD SOLENT SURGERY | BLOOD PRESSURE MONITOR | BIG BEN ROUND | 91143591 | RIESTER RUDOLF | PM | 1 | 8
6423 | IN SERVICE | SOL0897 | PORTSWOOD SOLENT SURGERY | GP SURGERY-PORTSWOOD SOLENT SURGERY | PLINTH | 2 SECTION | 3269 | PLINTH MEDICAL | PM | 1 | 35
6424 | IN SERVICE | SOL0898 | PORTSWOOD SOLENT SURGERY | GP SURGERY-PORTSWOOD SOLENT SURGERY | LIGHT-EXAMINATION | 3128 | 1303008 | PROVITA MEDICAL | PM | 1 | 10
6425 | IN SERVICE | SOL0899 | PORTSWOOD SOLENT SURGERY | GP SURGERY-PORTSWOOD SOLENT SURGERY | LIGHT-EXAMINATION | HALUX SPOT | 11818 9013 | DERUNGS LICHT AG | PM | 1 | 10
6426 | IN SERVICE | SOL0900 | PORTSWOOD SOLENT SURGERY | GP SURGERY-PORTSWOOD SOLENT SURGERY | BLOOD PRESSURE MONITOR | M2BASIC | 20111219786VG | OMRON HEALTHCARE | PM | 1 | 8
6427 | IN SERVICE | SOL0903 | PORTSWOOD SOLENT SURGERY | GP SURGERY-PORTSWOOD SOLENT SURGERY | PLINTH | 2 SECTION | NOT FOUND | MEDI PLINTH | PM | 1 | 35
6428 | IN SERVICE | SOL0906 | PORTSWOOD SOLENT SURGERY | GP SURGERY-PORTSWOOD SOLENT SURGERY | GLUCOMETER | NEXUS | 427711424009890A | GLUCO RX | ASSET ONLY | 1 | NOT TO BE PRICED
6429 | IN SERVICE | SOL0907 | PORTSWOOD SOLENT SURGERY | GP SURGERY-PORTSWOOD SOLENT SURGERY | GLUCOMETER | JAZZ | CUBC27XF204671 | AGAMATRIX | ASSET ONLY | 1 | NOT TO BE PRICED
6430 | IN SERVICE | SOL0909 | PORTSWOOD SOLENT SURGERY | GP SURGERY-PORTSWOOD SOLENT SURGERY | BLOOD PRESSURE MONITOR | ANEROID | NOT FOUND | ACCOSON | PM | 1 | 8
6431 | IN SERVICE | SOL0910 | PORTSWOOD SOLENT SURGERY | GP SURGERY-PORTSWOOD SOLENT SURGERY | BLOOD PRESSURE MONITOR | NOVA S | 1000185 | BOSO | PM | 1 | 8
6432 | IN SERVICE | SOL0911 | PORTSWOOD SOLENT SURGERY | GP SURGERY-PORTSWOOD SOLENT SURGERY | GLUCOMETER | JAZZ | CUBC27XF105474 | AGAMATRIX | ASSET ONLY | 1 | NOT TO BE PRICED
6433 | IN SERVICE | SOL0912 | PORTSWOOD SOLENT SURGERY | GP SURGERY-PORTSWOOD SOLENT SURGERY | GLUCOMETER | JAZZ | CUBC27XF404652 | AGAMATRIX | ASSET ONLY | 1 | NOT TO BE PRICED
6434 | IN SERVICE | SOL0913 | PORTSWOOD SOLENT SURGERY | GP SURGERY-PORTSWOOD SOLENT SURGERY | GLUCOMETER | NEXUS | 4277116440042630 | GLUCO RX | ASSET ONLY | 1 | NOT TO BE PRICED
6435 | IN SERVICE | SOL0914 | PORTSWOOD SOLENT SURGERY | GP SURGERY-PORTSWOOD SOLENT SURGERY | GLUCOMETER | NEXUS | 4277116440042620 | GLUCO RX | ASSET ONLY | 1 | NOT TO BE PRICED
6436 | IN SERVICE | SOL0915 | PORTSWOOD SOLENT SURGERY | GP SURGERY-PORTSWOOD SOLENT SURGERY | GLUCOMETER | JAZZ | CUBC27XF104690 | AGAMATRIX | ASSET ONLY | 1 | NOT TO BE PRICED
6437 | IN SERVICE | SOL0916 | PORTSWOOD SOLENT SURGERY | GP SURGERY-PORTSWOOD SOLENT SURGERY | GLUCOMETER | JAZZ | CUBC28XF107361 | AGAMATRIX | ASSET ONLY | 1 | NOT TO BE PRICED
6438 | IN SERVICE | SOL0917 | PORTSWOOD SOLENT SURGERY | GP SURGERY-PORTSWOOD SOLENT SURGERY | GLUCOMETER | JAZZ | CUBC27XF304679 | AGAMATRIX | ASSET ONLY | 1 | NOT TO BE PRICED
6439 | IN SERVICE | SOL0918 | PORTSWOOD SOLENT SURGERY | GP SURGERY-PORTSWOOD SOLENT SURGERY | GLUCOMETER | JAZZ | CUBC185F403575 | AGAMATRIX | ASSET ONLY | 1 | NOT TO BE PRICED
6440 | IN SERVICE | SOL0919 | PORTSWOOD SOLENT SURGERY | GP SURGERY-PORTSWOOD SOLENT SURGERY | GLUCOMETER | JAZZ | CUBC185F202600 | AGAMATRIX | ASSET ONLY | 1 | NOT TO BE PRICED
6441 | IN SERVICE | SOL0920 | PORTSWOOD SOLENT SURGERY | GP SURGERY-PORTSWOOD SOLENT SURGERY | GLUCOMETER | JAZZ | CUBC185F303569 | AGAMATRIX | ASSET ONLY | 1 | NOT TO BE PRICED
6442 | IN SERVICE | SOL0921 | PORTSWOOD SOLENT SURGERY | GP SURGERY-PORTSWOOD SOLENT SURGERY | GLUCOMETER | JAZZ | CUBC185F302594 | AGAMATRIX | ASSET ONLY | 1 | NOT TO BE PRICED
6443 | IN SERVICE | SOL0922 | PORTSWOOD SOLENT SURGERY | GP SURGERY-PORTSWOOD SOLENT SURGERY | GLUCOMETER | JAZZ | CUBC185F203052 | AGAMATRIX | ASSET ONLY | 1 | NOT TO BE PRICED
6444 | IN SERVICE | SOL0923 | PORTSWOOD SOLENT SURGERY | GP SURGERY-PORTSWOOD SOLENT SURGERY | NEBULISER | NEB-AID F400 | 07A267 0025 | FLAEM NUOVA | PM | 1 | 15
6445 | IN SERVICE | SOL0924 | PORTSWOOD SOLENT SURGERY | GP SURGERY-PORTSWOOD SOLENT SURGERY | DENTAL LIGHT | N30 | 11788 9063 | DERUNGS LICHT AG | PM | 1 | 10
6446 | IN SERVICE | SOL0925 | PORTSWOOD SOLENT SURGERY | GP SURGERY-PORTSWOOD SOLENT SURGERY | PLINTH | 2 SECTION | 5381 | PLINTH MEDICAL | PM | 1 | 35
6447 | IN SERVICE | SOL0926 | PORTSWOOD SOLENT SURGERY | GP SURGERY-PORTSWOOD SOLENT SURGERY | SCALES | 875 | 5875164166759 | SECA LTD | PM | 1 | 15
6448 | IN SERVICE | SOL0927 | PORTSWOOD SOLENT SURGERY | GP SURGERY-PORTSWOOD SOLENT SURGERY | PULSE OXIMETER-FINGER | B 50DL | 09AG004427 | BIOSYNC | PM | 1 | 15
6449 | IN SERVICE | SOL0928 | PORTSWOOD SOLENT SURGERY | GP SURGERY-PORTSWOOD SOLENT SURGERY | GLUCOMETER | JAZZ | CUBC27XF104510 | AGAMATRIX | ASSET ONLY | 1 | NOT TO BE PRICED
6450 | IN SERVICE | SOL0929 | PORTSWOOD SOLENT SURGERY | GP SURGERY-PORTSWOOD SOLENT SURGERY | BATTERY CHARGER | NOT KNOWN | NOT FOUND | OPTICAR | PM | 1 | 25
6451 | IN SERVICE | SOL0930 | PORTSWOOD SOLENT SURGERY | GP SURGERY-PORTSWOOD SOLENT SURGERY | BATTERY CHARGER | NOT KNOWN | NOT FOUND | OPTICAR | PM | 1 | 5
6452 | IN SERVICE | SOL0931 | PORTSWOOD SOLENT SURGERY | GP SURGERY-PORTSWOOD SOLENT SURGERY | BLOOD PRESSURE MONITOR | NOVA S | 1000232 | BOSO | PM | 1 | 8
6453 | IN SERVICE | SOL0932 | PORTSWOOD SOLENT SURGERY | GP SURGERY-PORTSWOOD SOLENT SURGERY | THERMOMETER | THERMOSCAN 6022 | 11115383705 | BRAUN | PM | 1 | 15
6454 | IN SERVICE | SOL0933 | PORTSWOOD SOLENT SURGERY | GP SURGERY-PORTSWOOD SOLENT SURGERY | SPIROMETER | COPD 6 | NOT FOUND | VITALOGRAPH | PM | 1 | 125
6455 | IN SERVICE | SOL0934 | PORTSWOOD SOLENT SURGERY | GP SURGERY-PORTSWOOD SOLENT SURGERY | BLOOD PRESSURE MONITOR | 7051T | 2901166L | OMRON HEALTHCARE | PM | 1 | 8
6456 | IN SERVICE | SOL0935 | PORTSWOOD SOLENT SURGERY | GP SURGERY-PORTSWOOD SOLENT SURGERY | OPHTHALMOSCOPE | MINI 2000 | NOT FOUND | HEINE | PM | 1 | 5
6457 | IN SERVICE | SOL0936 | PORTSWOOD SOLENT SURGERY | GP SURGERY-PORTSWOOD SOLENT SURGERY | OPHTHALMOSCOPE | MINI 2000 | NOT FOUND | HEINE | PM | 1 | 5
6458 | IN SERVICE | SOL0937 | PORTSWOOD SOLENT SURGERY | GP SURGERY-PORTSWOOD SOLENT SURGERY | OPHTHALMOSCOPE | MINI 2000 | NOT FOUND | HEINE | PM | 1 | 5
6459 | IN SERVICE | SOL0938 | PORTSWOOD SOLENT SURGERY | GP SURGERY-PORTSWOOD SOLENT SURGERY | PLINTH | 2 SECTION | NOT FOUND | MEDI PLINTH | PM | 1 | 35
6460 | IN SERVICE | SOL0939 | PORTSWOOD SOLENT SURGERY | GP SURGERY-PORTSWOOD SOLENT SURGERY | HEIGHT MEASURE | LEICESTER | NOT FOUND | SECA LTD | INSPECTION ONLY | 1 | 15
6461 | IN SERVICE | SOL0940 | PORTSWOOD SOLENT SURGERY | GP SURGERY-PORTSWOOD SOLENT SURGERY | DENTAL LIGHT | N30 | 11788 9012 | DERUNGS LICHT AG | PM | 1 | 10
6462 | IN SERVICE | SOL0941 | PORTSWOOD SOLENT SURGERY | GP SURGERY-PORTSWOOD SOLENT SURGERY | GLUCOMETER | NEXUS | 4277115300139390 | GLUCO RX | ASSET ONLY | 1 | NOT TO BE PRICED
6463 | IN SERVICE | SOL0942 | PORTSWOOD SOLENT SURGERY | GP SURGERY-PORTSWOOD SOLENT SURGERY | GLUCOMETER | JAZZ | CUBC27XF305480 | AGAMATRIX | ASSET ONLY | 1 | NOT TO BE PRICED
6464 | IN SERVICE | SOL0943 | PORTSWOOD SOLENT SURGERY | GP SURGERY-PORTSWOOD SOLENT SURGERY | GLUCOMETER | NEXUS | 4277116440042750 | GLUCO RX | ASSET ONLY | 1 | NOT TO BE PRICED
6465 | IN SERVICE | SOL0944 | PORTSWOOD SOLENT SURGERY | GP SURGERY-PORTSWOOD SOLENT SURGERY | SCALES | 834 | 13199 | SECA LTD | PM | 1 | 15
6466 | IN SERVICE | SOL0945 | PORTSWOOD SOLENT SURGERY | GP SURGERY-PORTSWOOD SOLENT SURGERY | BLOOD PRESSURE MONITOR | M6 AC | 5916863L | OMRON HEALTHCARE | PM | 1 | 8
6467 | IN SERVICE | SOL0947 | PORTSWOOD SOLENT SURGERY | GP SURGERY-PORTSWOOD SOLENT SURGERY | SPIROMETER | COPD 6 | NOT FOUND | VITALOGRAPH | PM | 1 | 125
6468 | IN SERVICE | SOL0948 | PORTSWOOD SOLENT SURGERY | GP SURGERY-PORTSWOOD SOLENT SURGERY | BLOOD PRESSURE MONITOR | GUARDIAN | NOT FOUND | GUARDIAN | PM | 1 | 8
6469 | IN SERVICE | SOL0949 | PORTSWOOD SOLENT SURGERY | GP SURGERY-PORTSWOOD SOLENT SURGERY | OPHTHALMOSCOPE | STANDARD OPHTHALMOSCOPE | 60724 | KEELER | PM | 1 | 5
6470 | IN SERVICE | SOL0950 | PORTSWOOD SOLENT SURGERY | GP SURGERY-PORTSWOOD SOLENT SURGERY | ECG MACHINE | CT3000I | 81730 | SECA LTD | PM | 1 | 88
6471 | IN SERVICE | SOL0951 | PORTSWOOD SOLENT SURGERY | GP SURGERY-PORTSWOOD SOLENT SURGERY | SCALES | 761 | 5761004177172 | SECA LTD | PM | 1 | 15
6472 | IN SERVICE | SOL0952 | PORTSWOOD SOLENT SURGERY | GP SURGERY-PORTSWOOD SOLENT SURGERY | BLOOD PRESSURE MONITOR | TM2655P | 2N0820372 | A&D INSTRUMENTS | PM | 1 | 8
6473 | IN SERVICE | SOL0954 | PORTSWOOD SOLENT SURGERY | GP SURGERY-PORTSWOOD SOLENT SURGERY | BLOOD PRESSURE MONITOR | M5-1 | 1103175A | OMRON HEALTHCARE | PM | 1 | 8
6474 | IN SERVICE | SOL0955 | PORTSWOOD SOLENT SURGERY | GP SURGERY-PORTSWOOD SOLENT SURGERY | PULSE OXIMETER-FINGER | CMS50DL | DQ1402200440 | CONTEC MEDICAL | PM | 1 | 15
6475 | IN SERVICE | SOL0957 | PORTSWOOD SOLENT SURGERY | GP SURGERY-PORTSWOOD SOLENT SURGERY | OTOSCOPE | MINI 3000 | 1100644326 | HEINE | PM | 1 | 5
6476 | IN SERVICE | SOL0958 | PORTSWOOD SOLENT SURGERY | GP SURGERY-PORTSWOOD SOLENT SURGERY | OTOSCOPE | MINI 3000 | 1100625581 | HEINE | PM | 1 | 5
6477 | IN SERVICE | SOL0959 | PORTSWOOD SOLENT SURGERY | GP SURGERY-PORTSWOOD SOLENT SURGERY | DEFIBRILLATOR-AED | HEARTSTART FR2 | 508276994 | PHILIPS HEALTHCARE | ASSET ONLY | 1 | NOT TO BE PRICED
6478 | IN SERVICE | SOL0960 | PORTSWOOD SOLENT SURGERY | GP SURGERY-PORTSWOOD SOLENT SURGERY | NEBULISER | NEB-AID F400 | 07A267 0031 | FLAEM NUOVA | PM | 1 | 15
6479 | IN SERVICE | SOL0961 | PORTSWOOD SOLENT SURGERY | GP SURGERY-PORTSWOOD SOLENT SURGERY | GLUCOMETER | JAZZ | CUCC23ZF702184 | AGAMATRIX | ASSET ONLY | 1 | NOT TO BE PRICED
6480 | IN SERVICE | SOL0962 | PORTSWOOD SOLENT SURGERY | GP SURGERY-PORTSWOOD SOLENT SURGERY | GLUCOMETER | JAZZ | CUBC27XF105781 | AGAMATRIX | ASSET ONLY | 1 | NOT TO BE PRICED
6481 | IN SERVICE | SOL0963 | PORTSWOOD SOLENT SURGERY | GP SURGERY-PORTSWOOD SOLENT SURGERY | GLUCOMETER | JAZZ | CUCC23ZF801348 | AGAMATRIX | ASSET ONLY | 1 | NOT TO BE PRICED
6482 | IN SERVICE | SOL0964 | PORTSWOOD SOLENT SURGERY | GP SURGERY-PORTSWOOD SOLENT SURGERY | GLUCOMETER | NEXUS | 4277116440042720 | GLUCO RX | ASSET ONLY | 1 | NOT TO BE PRICED
6483 | IN SERVICE | SOL0965 | PORTSWOOD SOLENT SURGERY | GP SURGERY-PORTSWOOD SOLENT SURGERY | SPIROMETER | SPIROLAB II | A23-050.4587 | MIRAGE HEALTH | PM | 1 | 125
6484 | IN SERVICE | SOL0966 | PORTSWOOD SOLENT SURGERY | GP SURGERY-PORTSWOOD SOLENT SURGERY | GLUCOMETER | NEXUS | 4277116440042710 | GLUCO RX | ASSET ONLY | 1 | NOT TO BE PRICED
6485 | IN SERVICE | SOL0967 | PORTSWOOD SOLENT SURGERY | GP SURGERY-PORTSWOOD SOLENT SURGERY | GLUCOMETER | NEXUS | 4277116440042730 | GLUCO RX | ASSET ONLY | 1 | NOT TO BE PRICED
6486 | IN SERVICE | SOL0969 | PORTSWOOD SOLENT SURGERY | GP SURGERY-PORTSWOOD SOLENT SURGERY | BLOOD PRESSURE MONITOR | GUARDIAN | NOT FOUND | GUARDIAN | PM | 1 | 8
6487 | IN SERVICE | SOL0970 | PORTSWOOD SOLENT SURGERY | GP SURGERY-PORTSWOOD SOLENT SURGERY | LIGHT-EXAMINATION | VISIONMAX | 1403117 | OPTICAR | PM | 1 | 10
6488 | IN SERVICE | SOL0971 | PORTSWOOD SOLENT SURGERY | GP SURGERY-PORTSWOOD SOLENT SURGERY | PLINTH | 3 SECTION | 503EOC14171706B | PLINTH MEDICAL | PM | 1 | 35
6489 | IN SERVICE | SOL0972 | ROYAL SOUTH HANTS HOSPITAL | OCCUPATIONAL HEALTH-BRAMBLES BUNGALOW | SPIROMETER | SPIRODOC | A23-0W.07427 | AMPLIVOX LTD | PM | 1 | 125
6490 | IN SERVICE | SOL0973 | ROYAL SOUTH HANTS HOSPITAL | OCCUPATIONAL HEALTH-BRAMBLES BUNGALOW | AUDIOMETER | OTOSURE | 58464 | AMPLIVOX LTD | OEM-ACOUSTIC METROLOGY | 1 | 146
6491 | IN SERVICE | SOL0974 | BATTENBURG AVENUE CLINIC | CHILDREN COMMUNITY NURSING-CHILD NURSING | PULSE OXIMETER-HANDHELD | PM100N | MBH1704200 | COVIDIEN | PM | 1 | 55
6493 | IN SERVICE | SOL0976 | ST JAMES HOSPITAL | ADULT MENTAL HEALTH-MAPLE WARD | MATTRESS PUMP | PHP398 | P1202-02192 | PARKHOUSE HEALTHCARE | PM | 1 | 45
6494 | IN SERVICE | SOL0977 | BROADCAST HOUSE | COMMUNITY NURSING TEAM | PULSE OXIMETER-FINGER | GO2 | 502228852 | NONIN | PM | 1 | 15
6495 | IN SERVICE | SOL0978 | BROADCAST HOUSE | COMMUNITY NURSING TEAM | PULSE OXIMETER-FINGER | GO2 | 502228854 | NONIN | PM | 1 | 15
6496 | IN SERVICE | SOL0979 | BROADCAST HOUSE | COMMUNITY NURSING TEAM | PULSE OXIMETER-FINGER | GO2 | 502228857 | NONIN | PM | 1 | 15
6497 | IN SERVICE | SOL0980 | BROADCAST HOUSE | COMMUNITY NURSING TEAM | PULSE OXIMETER-FINGER | GO2 | 502228855 | NONIN | PM | 1 | 15
6498 | IN SERVICE | SOL0981 | BROADCAST HOUSE | COMMUNITY NURSING TEAM | PULSE OXIMETER-FINGER | GO2 | 502228745 | NONIN | PM | 1 | 15
6499 | IN SERVICE | SOL0982 | BROADCAST HOUSE | COMMUNITY NURSING TEAM | PULSE OXIMETER-FINGER | GO2 | 502228853 | NONIN | PM | 1 | 15
6500 | IN SERVICE | SOL0983 | BROADCAST HOUSE | COMMUNITY NURSING TEAM | PULSE OXIMETER-FINGER | GO2 | 502228849 | NONIN | PM | 1 | 15
6501 | IN SERVICE | SOL0984 | BROADCAST HOUSE | COMMUNITY NURSING TEAM | PULSE OXIMETER-FINGER | GO2 | 502228856 | NONIN | PM | 1 | 15
6502 | IN SERVICE | SOL0985 | WESTERN COMMUNITY HOSPITAL | WEST COMMUNITY INDEPENDENCE TEAM-WESTERN WING | BLOOD PRESSURE MONITOR | M2 | 20170601681VG | OMRON HEALTHCARE | PM | 1 | 8
6503 | IN SERVICE | SOL0986 | BITTERNE HEALTH CENTRE | COMMUNITY NURSING TEAM | BLOOD PRESSURE MONITOR | DUPLEX ANERIOD | 170200237 | ACCOSON | PM | 1 | 8
6506 | IN SERVICE | SOL0991 | QUEEN ALEXANDRA HOSPITAL | REHABILITATION CENTRE-PHYSIOTHERAPY | EXERCISER-STEPPER | FITSTEP 2 | NOT FOUND | UNIVERSAL SERVICES | PM | 1 | 25
6507 | IN SERVICE | SOL0992 | QUEEN ALEXANDRA HOSPITAL | REHABILITATION CENTRE-PHYSIOTHERAPY | EXERCISER-TREADMILL | QUASAR MED 4 | 302005050350 | HP COSMOS | PM | 1 | 45
6508 | IN SERVICE | SOL0993 | QUEEN ALEXANDRA HOSPITAL | REHABILITATION CENTRE-PHYSIOTHERAPY | EXERCISER-MULTIGYM | 99830 | 139615 | UNIVERSAL SERVICES | PM | 1 | 65
6509 | IN SERVICE | SOL0994 | QUEEN ALEXANDRA HOSPITAL | REHABILITATION CENTRE-PHYSIOTHERAPY | EXERCISER-ROWING MACHINE | PMZ | NOT FOUND | CONCEPT 2 | PM | 1 | 45
6510 | IN SERVICE | SOL0995 | QUEEN ALEXANDRA HOSPITAL | REHABILITATION CENTRE-PHYSIOTHERAPY | EXERCISER-ROWING MACHINE | PMZ | NOT FOUND | CONCEPT 2 | PM | 1 | 45
6511 | IN SERVICE | SOL0996 | QUEEN ALEXANDRA HOSPITAL | REHABILITATION CENTRE-PHYSIOTHERAPY | MULTI WEIGHT SYSTEM | NOT KNOWN | 0996 | UNIVERSAL SERVICES | PM | 1 | 15
6512 | IN SERVICE | SOL0997 | QUEEN ALEXANDRA HOSPITAL | REHABILITATION CENTRE-PHYSIOTHERAPY | HIP MACHINE | TOTAL HIP | NOT FOUND | UNIVERSAL SERVICES | PM | 1 | 25
6513 | IN SERVICE | SOL0998 | QUEEN ALEXANDRA HOSPITAL | REHABILITATION CENTRE-PHYSIOTHERAPY | HEIGHT MEASURE | LEICESTER | NOT FOUND | MARSDEN | INSPECTION ONLY | 1 | 15
6514 | IN SERVICE | SOL0999 | QUEEN ALEXANDRA HOSPITAL | REHABILITATION CENTRE-PHYSIOTHERAPY | PLINTH | 3 SECTION | 500/H/S/0794/379 | PLINTH MEDICAL | PM | 1 | 35
6515 | IN SERVICE | SOL1000 | QUEEN ALEXANDRA HOSPITAL | REHABILITATION CENTRE-PHYSIOTHERAPY | PLINTH | 2 SECTION | 40EM33068 | PLINTH MEDICAL | PM | 1 | 35
6516 | IN SERVICE | SOL1001 | QUEEN ALEXANDRA HOSPITAL | REHABILITATION CENTRE-PHYSIOTHERAPY | PLINTH | 3 SECTION | 503ES38063733 | PLINTH MEDICAL | PM | 1 | 35
6518 | IN SERVICE | SOL1003 | QUEEN ALEXANDRA HOSPITAL | REHABILITATION CENTRE-PHYSIOTHERAPY | PLINTH | 8442 | 940889402 | ARJO HUNTLEIGH | PM | 1 | 35
6519 | IN SERVICE | SOL1004 | QUEEN ALEXANDRA HOSPITAL | REHABILITATION CENTRE-PHYSIOTHERAPY | PLINTH | 2 SECTION | 40EW0904389 | PLINTH MEDICAL | PM | 1 | 35
6520 | IN SERVICE | SOL1005 | QUEEN ALEXANDRA HOSPITAL | REHABILITATION CENTRE-PHYSIOTHERAPY | EXERCISER-BICYCLE | EN957 | MB1108C86 | DAVINA MCCALL | PM | 1 | 25
6521 | IN SERVICE | SOL1006 | QUEEN ALEXANDRA HOSPITAL | REHABILITATION CENTRE-PHYSIOTHERAPY | BLOOD PRESSURE MONITOR | M3 | 20120603991VG | OMRON HEALTHCARE | PM | 1 | 8
6522 | IN SERVICE | SOL1007 | QUEEN ALEXANDRA HOSPITAL | REHABILITATION CENTRE-PHYSIOTHERAPY | STIMULATOR-MUSCLE | ODFS PACE | 8980P24 | ODSTOCK MEDICAL | PM | 1 | 25
6523 | IN SERVICE | SOL1008 | QUEEN ALEXANDRA HOSPITAL | REHABILITATION CENTRE-PHYSIOTHERAPY | STIMULATOR-MUSCLE | MICROSTIM 2V2 | NOT FOUND | ODSTOCK MEDICAL | PM | 1 | 25
6524 | IN SERVICE | SOL1010 | QUEEN ALEXANDRA HOSPITAL | REHABILITATION CENTRE-PHYSIOTHERAPY | STIMULATOR-MUSCLE | ODFS PACE | 8980P20 | ODSTOCK MEDICAL | PM | 1 | 25
6525 | IN SERVICE | SOL1011 | QUEEN ALEXANDRA HOSPITAL | REHABILITATION CENTRE-PHYSIOTHERAPY | STIMULATOR-FOOT | ODFS III | D752.03.07 | SALISBURY HEALTHCARE | PM | 1 | 25
6526 | IN SERVICE | SOL1012 | QUEEN ALEXANDRA HOSPITAL | REHABILITATION CENTRE-PHYSIOTHERAPY | STIMULATOR-FOOT | ODFS III | 562.5 | SALISBURY HEALTHCARE | PM | 1 | 25
6527 | IN SERVICE | SOL1013 | QUEEN ALEXANDRA HOSPITAL | REHABILITATION CENTRE-PHYSIOTHERAPY | STIMULATOR-FOOT | ODFS III | D835.03.07 | SALISBURY HEALTHCARE | PM | 1 | 25
6528 | IN SERVICE | SOL1014 | QUEEN ALEXANDRA HOSPITAL | REHABILITATION CENTRE-PHYSIOTHERAPY | STIMULATOR-FOOT | ODFS III | 236.428571428571 | SALISBURY HEALTHCARE | PM | 1 | 25
6532 | IN SERVICE | SOL1020 | QUEEN ALEXANDRA HOSPITAL | REHABILITATION CENTRE-PHYSIOTHERAPY | PLINTH | 2 SECTION | 11145D | ROTHBAND | PM | 1 | 35
6534 | IN SERVICE | SOL1023 | QUEEN ALEXANDRA HOSPITAL | REHABILITATION CENTRE-PHYSIOTHERAPY | HOIST-ELECTRIC | MAXIMOVE | SEE0803270 | ARJO HUNTLEIGH | OEM-MEDACO | 1 | 90
6535 | IN SERVICE | SOL1025 | QUEEN ALEXANDRA HOSPITAL | REHABILITATION CENTRE-PHYSIOTHERAPY | PLINTH | 92214 | 912589112 | ARJO HUNTLEIGH | PM | 1 | 35
6536 | IN SERVICE | SOL1027 | QUEEN ALEXANDRA HOSPITAL | REHABILITATION CENTRE-PHYSIOTHERAPY | BLOOD PRESSURE MONITOR | M2BASIC | 20150613038VG | OMRON HEALTHCARE | PM | 1 | 8
6538 | IN SERVICE | SOL1029 | QUEEN ALEXANDRA HOSPITAL | REHABILITATION CENTRE-PHYSIOTHERAPY | DIGITAL ANALYSER PINCH/GRIP | MIE | 809722 | MEDICAL RESEARCH LTD | PM | 1 | 10
6543 | IN SERVICE | SOL1037 | QUEEN ALEXANDRA HOSPITAL | REHABILITATION CENTRE-PHYSIOTHERAPY | PLINTH | 3 SECTION | MT201400025 | METRON MEDICAL | PM | 1 | 35
6546 | IN SERVICE | SOL1042 | QUEEN ALEXANDRA HOSPITAL | REHABILITATION CENTRE-PHYSIOTHERAPY | SCALES | STAND ON | 9117SS3R4309 | SALTER MEDICAL | PM | 1 | 15
6547 | IN SERVICE | SOL1043 | QUEEN ALEXANDRA HOSPITAL | REHABILITATION CENTRE-PHYSIOTHERAPY | SCALES | HD352 | 580805 | TANITA | PM | 1 | 15
6549 | IN SERVICE | SOL1047 | QUEEN ALEXANDRA HOSPITAL | REHABILITATION CENTRE-PHYSIOTHERAPY | PLINTH | 92214 | 912619112 | ARJO HUNTLEIGH | PM | 1 | 35
6550 | IN SERVICE | SOL1049 | QUEEN ALEXANDRA HOSPITAL | REHABILITATION CENTRE-PHYSIOTHERAPY | PLINTH | 92214 | 912579112 | ARJO HUNTLEIGH | PM | 1 | 35
6552 | IN SERVICE | SOL1051 | QUEEN ALEXANDRA HOSPITAL | REHABILITATION CENTRE-HYDROTHERAPY | HOIST-POOL | DA0522 | GB370600115T | ARJO HUNTLEIGH | ASSET ONLY | 1 | NOT TO BE PRICED
6553 | IN SERVICE | SOL1053 | QUEEN ALEXANDRA HOSPITAL | REHABILITATION CENTRE-HYDROTHERAPY | HOIST-CEILING | MAXI SKY 600 | LD170623995 | ARJO HUNTLEIGH | ASSET ONLY | 1 | NOT TO BE PRICED
6556 | IN SERVICE | SOL1057 | QUEEN ALEXANDRA HOSPITAL | REHABILITATION CENTRE-HYDROTHERAPY | ASPIRATOR | LSU | 78490678147 | LAERDAL MEDICAL | PM | 1 | 25
6558 | IN SERVICE | SOL1062 | QUEEN ALEXANDRA HOSPITAL | RHEUMATOLOGY-PODIATRY | THERMOMETER | CENTER 350 | MT201400025 | CENTER TECHNOLOGY | PM | 1 | 15
6559 | IN SERVICE | SOL1063 | QUEEN ALEXANDRA HOSPITAL | RHEUMATOLOGY-PODIATRY | DOPPLER | MD2 | MD2P10211126-08 | HUNTLEIGH HEALTHCARE | PM | 1 | 30
6560 | IN SERVICE | SOL1064 | QUEEN ALEXANDRA HOSPITAL | RHEUMATOLOGY-PODIATRY | LIGHT-EXAMINATION | OPTICA 488M | 63247 | BRANDON MEDICAL | PM | 1 | 10
6561 | IN SERVICE | SOL1065 | QUEEN ALEXANDRA HOSPITAL | RHEUMATOLOGY-PODIATRY | THERMOMETER | CENTER 350 | 70311382 | CENTER TECHNOLOGY | PM | 1 | 15
6562 | IN SERVICE | SOL1066 | QUEEN ALEXANDRA HOSPITAL | RHEUMATOLOGY-PODIATRY | DOPPLER | D900 | 900LX0A10649-06 | HUNTLEIGH HEALTHCARE | PM | 1 | 30
6563 | IN SERVICE | SOL1074 | QUEEN ALEXANDRA HOSPITAL | DENTAL-POSWILLO DENTAL CENTRE | LIGHT-SURGICAL | HOSPILITE PRESTIGE | 109321567 | DAIICHI SHOMER | OEM-AIH | 1 | 120
6564 | IN SERVICE | SOL1077 | QUEEN ALEXANDRA HOSPITAL | DENTAL-POSWILLO DENTAL CENTRE | DENTAL SPITOON | CVS PLUS | NOT FOUND | TRIDAC LTD | OEM-AIH | 1 | 110
6565 | IN SERVICE | SOL1081 | QUEEN ALEXANDRA HOSPITAL | DENTAL-POSWILLO DENTAL CENTRE | FLOWMETER-O2-SINGLE | DIAMOND RANGE | 150634 | THERAPY EQUIPMENT | OEM-AIH | 1 | 5
6566 | IN SERVICE | SOL1082 | QUEEN ALEXANDRA HOSPITAL | DENTAL-POSWILLO DENTAL CENTRE | GLUCOMETER | ACCU-CHEK PERFORMA | 55207852764 | ROCHE DIAGNOSTICS | ASSET ONLY | 1 | NOT TO BE PRICED
6567 | IN SERVICE | SOL1083 | QUEEN ALEXANDRA HOSPITAL | DENTAL-POSWILLO DENTAL CENTRE | MEDICAL FRIDGE | PG502 | 437139063 | LEC MEDICAL | OEM-AIH | 1 | 15
6568 | IN SERVICE | SOL1092 | QUEEN ALEXANDRA HOSPITAL | DENTAL-POSWILLO DENTAL CENTRE | PLINTH | 2 SECTION | 502/H/B/0493/145 | PLINTH MEDICAL | OEM-AIH | 1 | 35
6569 | IN SERVICE | SOL1095 | QUEEN ALEXANDRA HOSPITAL | DENTAL-POSWILLO DENTAL CENTRE | DENTAL X RAY INTRA ORAL | MODEL 096 | B05427 | BELMONT | ASSET ONLY | 1 | NOT TO BE PRICED
6570 | IN SERVICE | SOL1103 | QUEEN ALEXANDRA HOSPITAL | DENTAL-POSWILLO DENTAL CENTRE | INCUBATOR-TEST SAMPLE | 1401 | 10031115 | ALBERT BROWNE LTD | OEM-AIH | 1 | 90
6571 | IN SERVICE | SOL1109 | QUEEN ALEXANDRA HOSPITAL | DENTAL-POSWILLO DENTAL CENTRE | PULSE OXIMETER-FINGER | 9006368 | 143219900427 | HENRY SCHEIN | OEM-AIH | 1 | 15
6573 | IN SERVICE | SOL1112 | QUEEN ALEXANDRA HOSPITAL | DENTAL-POSWILLO DENTAL CENTRE | DEFIBRILLATOR-AED | HEARTSTART FR2 | 111990618 | PHILIPS HEALTHCARE | ASSET ONLY | 1 | NOT TO BE PRICED
6574 | IN SERVICE | SOL1113 | QUEEN ALEXANDRA HOSPITAL | DENTAL-POSWILLO DENTAL CENTRE | COMPRESSION UNIT | FLOWTRON UNIVERSAL | 507043855 | ARJO HUNTLEIGH | OEM-AIH | 1 | 75
6575 | IN SERVICE | SOL1114 | QUEEN ALEXANDRA HOSPITAL | DENTAL-POSWILLO DENTAL CENTRE | COMPRESSION UNIT | FLOWTRON UNIVERSAL | 507015419 | ARJO HUNTLEIGH | OEM-AIH | 1 | 75
6576 | IN SERVICE | SOL1116 | QUEEN ALEXANDRA HOSPITAL | DENTAL-POSWILLO DENTAL CENTRE | WHEELCHAIR | BEN9+ | 8009024347 | INVACARE | OEM-AIH | 1 | 25
6577 | IN SERVICE | SOL1123 | QUEEN ALEXANDRA HOSPITAL | DENTAL-POSWILLO DENTAL CENTRE | DENTAL X RAY DIGITAL READER | CR7400 | 210409072 | CARESTREAM HEALTHCARE | ASSET ONLY | 1 | NOT TO BE PRICED
6578 | IN SERVICE | SOL1124 | QUEEN ALEXANDRA HOSPITAL | DENTAL-POSWILLO DENTAL CENTRE | DENTAL X RAY DIGITAL READER | CS7600 | DECA068 | CARESTREAM HEALTHCARE | OEM-AIH | 1 | 495
6579 | IN SERVICE | SOL1126 | QUEEN ALEXANDRA HOSPITAL | DENTAL-POSWILLO DENTAL CENTRE | DENTAL RO SYSTEM | RO WATER SYSTEM | WFS23491759H | ESCHMANN | ASSET ONLY | 1 | NOT TO BE PRICED
6580 | IN SERVICE | SOL1132 | QUEEN ALEXANDRA HOSPITAL | DENTAL-POSWILLO DENTAL CENTRE | BLOOD PRESSURE MONITOR | UA-767 | 350101212 | A&D INSTRUMENTS | OEM-AIH | 1 | 8
6581 | IN SERVICE | SOL1141 | COSHAM HEALTH CENTRE | PODIATRY-PODIATRY CLINIC | DOPPLER | D900 | 900LX0149065-11 | HUNTLEIGH HEALTHCARE | PM | 1 | 30
6583 | IN SERVICE | SOL1145 | COSHAM HEALTH CENTRE | PODIATRY-PODIATRY CLINIC | INCUBATOR | VACUPRESS | 1686/0287 | PETER WITZEL | PM | 1 | 90
6584 | IN SERVICE | SOL1146 | COSHAM HEALTH CENTRE | PODIATRY-PODIATRY CLINIC | FOOT IMPRINT | PRINT LAB | 3748 | SIDAS UK | PM | 1 | 60
6585 | IN SERVICE | SOL1147 | COSHAM HEALTH CENTRE | PODIATRY-PODIATRY CLINIC | PLINTH | 3 SECTION | 503CD/E/B/0496/860 | PLINTH MEDICAL | PM | 1 | 35
6586 | IN SERVICE | SOL1148 | COSHAM HEALTH CENTRE | PODIATRY-PODIATRY CLINIC | LIGHT-EXAMINATION | OPTICA 488M | 6324/5 | BRANDON MEDICAL | PM | 1 | 10
6587 | IN SERVICE | SOL1150 | COSHAM HEALTH CENTRE | PODIATRY-PODIATRY CLINIC | THERMOMETER | CENTER 350 | 70311545 | CENTER TECHNOLOGY | PM | 1 | 15
6588 | IN SERVICE | SOL1151 | COSHAM HEALTH CENTRE | PODIATRY-PODIATRY CLINIC | PLASTER DUST EXTRACTOR | CC5 | 980407766 | DE SOUTER MEDICAL | PM | 1 | 55
6589 | IN SERVICE | SOL1152 | COSHAM HEALTH CENTRE | PODIATRY-PODIATRY CLINIC | FOOT IMPRINT | MOBILAB | 967 | SIDAS UK | PM | 1 | 60
6593 | IN SERVICE | SOL1158 | COSHAM HEALTH CENTRE | PODIATRY-PODIATRY CLINIC | THERMOMETER | CENTER 350 | 70310422 | CENTER TECHNOLOGY | PM | 1 | 15
6594 | IN SERVICE | SOL1160 | ST MARY'S COMMUNITY HEALTH CAMPUS | COMMUNITY NURSING TEAM | DOPPLER | D900 | 900LX0A29044-08 | HUNTLEIGH HEALTHCARE | PM | 1 | 30
6595 | IN SERVICE | SOL1162 | COSHAM HEALTH CENTRE | PODIATRY-PODIATRY CLINIC | GRINDING MACHINE | PODO 20 MK2 | 15503 | A.ALGEO LTD | PM | 1 | 45
6596 | IN SERVICE | SOL1163 | CIVIC OFFICES PORTSMOUTH | KESTREL CENTRE-LEARNING DISABILITY | VITAL SIGNS MONITOR | VSM 300 | JA059079 | WELCH ALLYN | PM | 1 | 55
6597 | IN SERVICE | SOL1164 | CIVIC OFFICES PORTSMOUTH | KESTREL CENTRE-LEARNING DISABILITY | BLOOD PRESSURE MONITOR | A/W | 3889724 | BOSO | PM | 1 | 8
6598 | IN SERVICE | SOL1166 | MEDINA HOUSE | COMMUNITY NURSING-FIRST FLOOR | ASPIRATOR | 7305U | PU120013 | DRIVE DEVILBISS | PM | 1 | 25
6599 | IN SERVICE | SOL1167 | MEDINA HOUSE | COMMUNITY NURSING-FIRST FLOOR | BLOOD PRESSURE MONITOR | UA-767 | 5080400749 | A&D INSTRUMENTS | PM | 1 | 8
6600 | IN SERVICE | SOL1169 | MEDINA HOUSE | COMMUNITY NURSING-FIRST FLOOR | PULSE OXIMETER-FINGER | MD300C2 | 151402000010 | BEIJING CHOICE ELECTRONICS | PM | 1 | 15
6601 | IN SERVICE | SOL1171 | MEDINA HOUSE | COMMUNITY NURSING-FIRST FLOOR | OPHTHALMOSCOPE | STANDARD OPHTHALMOSCOPE | NOT FOUND | KEELER | PM | 1 | 5
6603 | IN SERVICE | SOL1181 | LAKE ROAD HEALTH CENTRE | PODIATRY-PODIATRY CLINIC | LIGHT-EXAMINATION | WAVE PLUS | NOT FOUND | LUXO LTD | PM | 1 | 10
6604 | IN SERVICE | SOL1182 | LAKE ROAD HEALTH CENTRE | PODIATRY-PODIATRY CLINIC | CHAIR-BARIATRIC | NOT KNOWN | 503CD/E/S/0615/811 | PLINTH MEDICAL | PM | 1 | 45
6605 | IN SERVICE | SOL1187 | LAKE ROAD HEALTH CENTRE | PODIATRY-PODIATRY CLINIC | LIGHT-EXAMINATION | WAVE PLUS | NOT FOUND | LUXO LTD | PM | 1 | 10
6606 | IN SERVICE | SOL1188 | LAKE ROAD HEALTH CENTRE | PODIATRY-PODIATRY CLINIC | THERMOMETER | GENTLE TEMP 510 | 20131200090UF | OMRON HEALTHCARE | PM | 1 | 15
6607 | IN SERVICE | SOL1189 | LAKE ROAD HEALTH CENTRE | PODIATRY-PODIATRY CLINIC | GLUCOMETER | OMNITEST 3 | GAA3UKNJ00816 | B BRAUN MEDICAL | ASSET ONLY | 1 | NOT TO BE PRICED
6608 | IN SERVICE | SOL1194 | EASTNEY HEALTH CENTRE | DENTAL-DENTAL CLINIC | DENTAL CART | CLESTA II | FB16G0096 | BELMONT | ASSET ONLY | 1 | NOT TO BE PRICED
6609 | IN SERVICE | SOL1206 | EASTNEY HEALTH CENTRE | DENTAL-DENTAL CLINIC | DENTAL CART | CLESTA II | FB16G0095 | BELMONT | ASSET ONLY | 1 | NOT TO BE PRICED
6610 | IN SERVICE | SOL1223 | EASTNEY HEALTH CENTRE | PODIATRY-PODIATRY CLINIC | THERMOMETER | CENTER 350 | 70510686 | CENTER TECHNOLOGY | PM | 1 | 15
6611 | IN SERVICE | SOL1226 | EASTNEY HEALTH CENTRE | PODIATRY-PODIATRY CLINIC | THERMOMETER | CENTER 350 | 70910561 | CENTER TECHNOLOGY | PM | 1 | 15
6612 | IN SERVICE | SOL1227 | EASTNEY HEALTH CENTRE | PODIATRY-PODIATRY CLINIC | THERMOMETER | CENTER 350 | 70910620 | CENTER TECHNOLOGY | PM | 1 | 15
6613 | IN SERVICE | SOL1230 | EASTNEY HEALTH CENTRE | PODIATRY-PODIATRY CLINIC | THERMOMETER | GENTLE TEMP 510 | 20131200084UF | OMRON HEALTHCARE | PM | 1 | 15
6614 | IN SERVICE | SOL1231 | EASTNEY HEALTH CENTRE | PODIATRY-PODIATRY CLINIC | GLUCOMETER | OMNITEST 3 | GAA7UKOB00313 | B BRAUN MEDICAL | ASSET ONLY | 1 | NOT TO BE PRICED
6615 | IN SERVICE | SOL1232 | EASTNEY HEALTH CENTRE | PODIATRY-PODIATRY CLINIC | GLUCOMETER | OMNITEST 3 | GAA3UKNJ00735 | B BRAUN MEDICAL | ASSET ONLY | 1 | NOT TO BE PRICED
6616 | IN SERVICE | SOL1237 | WESTERN COMMUNITY HOSPITAL | SNOWDON WARD-MAIN BLOCK | DYNAMIC MOBILE ARM SUPPORT | MAS | NOT FOUND | SAEBO | PM | 1 | 25
6617 | IN SERVICE | SOL1241 | WESTERN COMMUNITY HOSPITAL | SNOWDON WARD-MAIN BLOCK | EXERCISER-TREADMILL | CARDIO FITNESS | 97031 | KETTLER | PM | 1 | 45
6618 | IN SERVICE | SOL1243 | WESTERN COMMUNITY HOSPITAL | SNOWDON WARD-MAIN BLOCK | HEIGHT MEASURE | LEICESTER | NOT FOUND | MARSDEN | INSPECTION ONLY | 1 | 15
6619 | IN SERVICE | SOL1244 | WESTERN COMMUNITY HOSPITAL | SNOWDON WARD-MAIN BLOCK | EXERCISER-THERAPY TRAINER | THERA TRAINER | A000-525-02-152514856 | MEDICOTECH LTD | PM | 1 | 45
6620 | IN SERVICE | SOL1245 | WESTERN COMMUNITY HOSPITAL | SNOWDON WARD-MAIN BLOCK | SCALES | 665 | 1665257100270 | SECA LTD | PM | 1 | 15
6621 | IN SERVICE | SOL1246 | WESTERN COMMUNITY HOSPITAL | SNOWDON WARD-MAIN BLOCK | MATTRESS | NB 3082 | 1312000084 | ARJO HUNTLEIGH | PM | 1 | 45
6622 | IN SERVICE | SOL1249 | WESTERN COMMUNITY HOSPITAL | SNOWDON WARD-MAIN BLOCK | HOIST | VIKING M | 7102673 | LIKO | OEM-MEDACO | 1 | 90
6623 | IN SERVICE | SOL1257 | WESTERN COMMUNITY HOSPITAL | SNOWDON WARD-MAIN BLOCK | ADJUSTABLE PRESSURE SWITCH | ADJUSTABLE PRESSURE SWITCH | NOT FOUND | QUEST | PM | 1 | 20
6624 | IN SERVICE | SOL1258 | WESTERN COMMUNITY HOSPITAL | SNOWDON WARD-MAIN BLOCK | ADJUSTABLE PRESSURE SWITCH | ADJUSTABLE PRESSURE SWITCH | NOT FOUND | QUEST | PM | 1 | 20
6625 | IN SERVICE | SOL1259 | WESTERN COMMUNITY HOSPITAL | SNOWDON WARD-MAIN BLOCK | WATER BATH | WATERCRAFT | NE1-28SB | NICKEL ELECTRO | PM | 1 | 20
6626 | IN SERVICE | SOL1261 | WESTERN COMMUNITY HOSPITAL | SNOWDON WARD-MAIN BLOCK | SCATIR SWITCH | 51100 | NOT FOUND | QUEST | PM | 1 | 20
6627 | IN SERVICE | SOL1265 | WESTERN COMMUNITY HOSPITAL | SNOWDON WARD-MAIN BLOCK | BATTERY CHARGER-WHEELCHAIR | BAT-GC0812 | 02A018634 | INVACARE | PM | 1 | 25
6628 | IN SERVICE | SOL1266 | WESTERN COMMUNITY HOSPITAL | SNOWDON WARD-MAIN BLOCK | BATTERY CHARGER-WHEELCHAIR | BAT-GC0812 | 05A006718 | INVACARE | PM | 1 | 25
6629 | IN SERVICE | SOL1271 | WESTERN COMMUNITY HOSPITAL | SNOWDON WARD-MAIN BLOCK | ELECTRONIC COMMUNICATION AID | ADV | 136 | TOBY CHURCHILL | PM | 1 | 45
6630 | IN SERVICE | SOL1275 | WESTERN COMMUNITY HOSPITAL | SNOWDON WARD-MAIN BLOCK | ARTIFICIAL LARYNX | LIGHTWRITER SL5 | 5/1788 | TOBY CHURCHILL | PM | 1 | 20
6631 | IN SERVICE | SOL1277 | WESTERN COMMUNITY HOSPITAL | SNOWDON WARD-MAIN BLOCK | ARTIFICIAL LARYNX | LIGHTWRITER SL35M | 10681 | TOBY CHURCHILL | PM | 1 | 20
6632 | IN SERVICE | SOL1278 | WESTERN COMMUNITY HOSPITAL | SNOWDON WARD-MAIN BLOCK | ARTIFICIAL LARYNX | LIGHTWRITER | 8/0042 | TOBY CHURCHILL | PM | 1 | 20
6633 | IN SERVICE | SOL1279 | WESTERN COMMUNITY HOSPITAL | SNOWDON WARD-MAIN BLOCK | WHEELCHAIR | REA AZALEA TRANSIT | 21016611032 | INVACARE | PM | 1 | 20
6634 | IN SERVICE | SOL1280 | WESTERN COMMUNITY HOSPITAL | SNOWDON WARD-MAIN BLOCK | WHEELCHAIR | REA ASSIST | 20704229403 | INVACARE | PM | 1 | 20
6635 | IN SERVICE | SOL1281 | WESTERN COMMUNITY HOSPITAL | SNOWDON WARD-MAIN BLOCK | WHEELCHAIR | F15 | F1597020014 | SUNRISE MEDICAL | PM | 1 | 20
6636 | IN SERVICE | SOL1284 | WESTERN COMMUNITY HOSPITAL | SNOWDON WARD-MAIN BLOCK | HOIST-STANDING | SARA PLUS | GB0702889649005 | ARJO HUNTLEIGH | OEM-MEDACO | 1 | 90
6637 | IN SERVICE | SOL1285 | WESTERN COMMUNITY HOSPITAL | SNOWDON WARD-MAIN BLOCK | PATIENT TRANSFER AID | SARA STEADY | NOT FOUND | ARJO HUNTLEIGH | PM | 1 | 70
6638 | IN SERVICE | SOL1287 | WESTERN COMMUNITY HOSPITAL | SNOWDON WARD-MAIN BLOCK | PATIENT TRANSFER AID | NOT KNOWN | 7 | NOTTINGHAM REHAB | PM | 1 | 70
6639 | IN SERVICE | SOL1288 | WESTERN COMMUNITY HOSPITAL | SNOWDON WARD-MAIN BLOCK | PATIENT TRANSFER AID | RETURN | NOT FOUND | ROMEDIC | PM | 1 | 70
6640 | IN SERVICE | SOL1289 | WESTERN COMMUNITY HOSPITAL | SNOWDON WARD-MAIN BLOCK | PATIENT TRANSFER AID | SARA STEADY | GB1103914929012 | ARJO HUNTLEIGH | PM | 1 | 70
6641 | IN SERVICE | SOL1290 | WESTERN COMMUNITY HOSPITAL | SNOWDON WARD-MAIN BLOCK | CHAIR-ELECTRIC-RECLINER | ATLANTA | P03125612 | SEATING MATTERS | PM | 1 | 70
6642 | IN SERVICE | SOL1292 | WESTERN COMMUNITY HOSPITAL | SNOWDON WARD-MAIN BLOCK | SCALE-CHAIR | 954 | 1954323017021 | SECA LTD | PM | 1 | 15
6643 | IN SERVICE | SOL1293 | WESTERN COMMUNITY HOSPITAL | SNOWDON WARD-MAIN BLOCK | WHEELCHAIR | HDM STD | HDMS12075680 | SUNRISE MEDICAL | PM | 1 | 20
6644 | IN SERVICE | SOL1294 | WESTERN COMMUNITY HOSPITAL | SNOWDON WARD-MAIN BLOCK | HEIGHT MEASURE | LEICESTER | NOT FOUND | MARSDEN | INSPECTION ONLY | 1 | 15
6645 | IN SERVICE | SOL1295 | WESTERN COMMUNITY HOSPITAL | SNOWDON WARD-MAIN BLOCK | WHEELCHAIR | DRIFT | 17924-DR430TRB-03 | ORTHOSONICS | PM | 1 | 20
6646 | IN SERVICE | SOL1296 | WESTERN COMMUNITY HOSPITAL | SNOWDON WARD-MAIN BLOCK | WHEELCHAIR | U9A1717RED01 | 03/23390 | LOMAX | PM | 1 | 20
6647 | IN SERVICE | SOL1297 | WESTERN COMMUNITY HOSPITAL | SNOWDON WARD-MAIN BLOCK | WHEELCHAIR | DRIFT | 17924-DR430TRB-00 | ORTHOSONICS | PM | 1 | 20
6648 | IN SERVICE | SOL1298 | WESTERN COMMUNITY HOSPITAL | SNOWDON WARD-MAIN BLOCK | WHEELCHAIR | BEN NG | 16AFM070812 | INVACARE | PM | 1 | 20
6649 | IN SERVICE | SOL1299 | WESTERN COMMUNITY HOSPITAL | SNOWDON WARD-MAIN BLOCK | WHEELCHAIR | CARTERS | 947856 | INVACARE | PM | 1 | 20
6650 | IN SERVICE | SOL1300 | WESTERN COMMUNITY HOSPITAL | SNOWDON WARD-MAIN BLOCK | HEIGHT MEASURE | LEICESTER | AJM001776 | MARSDEN | INSPECTION ONLY | 1 | 15
6651 | IN SERVICE | SOL1301 | WESTERN COMMUNITY HOSPITAL | SNOWDON WARD-MAIN BLOCK | FEEDING PUMP | FLO CARE INFINITY | 79807999 | NUTRICIA | ASSET ONLY | 1 | NOT TO BE PRICED
6652 | IN SERVICE | SOL1307 | WESTERN COMMUNITY HOSPITAL | SNOWDON WARD-MAIN BLOCK | MATTRESS PUMP | TRANSAIR | W13-05-03 | KAROMED | PM | 1 | 45
6653 | IN SERVICE | SOL1310 | WESTERN COMMUNITY HOSPITAL | SNOWDON WARD-MAIN BLOCK | MEDICAL FRIDGE | PE207C | 41100070444441700 | LEC MEDICAL | PM | 1 | NOT TO BE PRICED
6654 | IN SERVICE | SOL1311 | WESTERN COMMUNITY HOSPITAL | SNOWDON WARD-MAIN BLOCK | SPIROMETER | 6300 | MO04975 | VITALOGRAPH | PM | 1 | 125
6655 | IN SERVICE | SOL1312 | WESTERN COMMUNITY HOSPITAL | SNOWDON WARD-MAIN BLOCK | GLUCOMETER | ACCU-CHEK PERFORMA | 55212400464 | ROCHE DIAGNOSTICS | ASSET ONLY | 1 | NOT TO BE PRICED
6656 | IN SERVICE | SOL1313 | WESTERN COMMUNITY HOSPITAL | SNOWDON WARD-MAIN BLOCK | GLUCOMETER | ACCU-CHEK PERFORMA | 54200951964 | ROCHE DIAGNOSTICS | ASSET ONLY | 1 | NOT TO BE PRICED
6657 | IN SERVICE | SOL1314 | WESTERN COMMUNITY HOSPITAL | SNOWDON WARD-MAIN BLOCK | GLUCOMETER | CONTOUR XT | 6235682 | BAYER | ASSET ONLY | 1 | NOT TO BE PRICED
6658 | IN SERVICE | SOL1315 | WESTERN COMMUNITY HOSPITAL | SNOWDON WARD-MAIN BLOCK | GLUCOMETER | ACCU-CHEK PERFORMA | 59209990607 | ROCHE DIAGNOSTICS | ASSET ONLY | 1 | NOT TO BE PRICED
6659 | IN SERVICE | SOL1325 | WESTERN COMMUNITY HOSPITAL | SNOWDON WARD-MAIN BLOCK | WHEELCHAIR | DRIFT | 17924-DR430TRB-01 | ORTHOSONICS | PM | 1 | 20
6660 | IN SERVICE | SOL1331 | WESTERN COMMUNITY HOSPITAL | SNOWDON WARD-MAIN BLOCK | VITAL SIGNS MONITOR | 420 SERIES | NOT FOUND | WELCH ALLYN | PM | 1 | 55
6661 | IN SERVICE | SOL1333 | WESTERN COMMUNITY HOSPITAL | SNOWDON WARD-MAIN BLOCK | STANDING AID | SYSTEM | NOT FOUND | ROMEDIC | PM | 1 | 70
6662 | IN SERVICE | SOL1334 | WESTERN COMMUNITY HOSPITAL | SNOWDON WARD-MAIN BLOCK | WHEELCHAIR | DUO | 8011021681 | INVACARE | PM | 1 | 20
6663 | IN SERVICE | SOL1337 | WESTERN COMMUNITY HOSPITAL | SNOWDON WARD-MAIN BLOCK | WHEELCHAIR | REA AZALEA TRANSIT | 21227900610 | INVACARE | PM | 1 | 20
6664 | IN SERVICE | SOL1341 | WESTERN COMMUNITY HOSPITAL | SNOWDON WARD-MAIN BLOCK | HOIST-CHAIR | CARENDO | SEE0508536 | ARJO HUNTLEIGH | OEM-MEDACO | 1 | 142
6665 | IN SERVICE | SOL1342 | WESTERN COMMUNITY HOSPITAL | SNOWDON WARD-MAIN BLOCK | CHAIR-SHOWER | NOT KNOWN | 635095 | ETAC | INSPECTION ONLY | 1 | 15
6666 | IN SERVICE | SOL1348 | WESTERN COMMUNITY HOSPITAL | SNOWDON WARD-MAIN BLOCK | SWITCH COMMUNICATORS | QED SWITCH | 14 | QED SCIENTIFIC | PM | 1 | 10
6667 | IN SERVICE | SOL1349 | WESTERN COMMUNITY HOSPITAL | SNOWDON WARD-MAIN BLOCK | SWITCH COMMUNICATORS | QED SWITCH | NOT FOUND | QED SCIENTIFIC | PM | 1 | 10
6668 | IN SERVICE | SOL1350 | WESTERN COMMUNITY HOSPITAL | SNOWDON WARD-MAIN BLOCK | AID CLAMP | SYSTEM 2000 | 152 | MOBILIA | PM | 1 | 25
6669 | IN SERVICE | SOL1351 | WESTERN COMMUNITY HOSPITAL | SNOWDON WARD-MAIN BLOCK | FLOWMETER-O2-SINGLE | O2 FLUSH | AHEE53063 | DATEX OHMEDA | PM | 1 | 5
6670 | IN SERVICE | SOL1352 | WESTERN COMMUNITY HOSPITAL | SNOWDON WARD-MAIN BLOCK | REGULATOR-O2 | R1610 | 15594004 | OXYLITRE | PM | 1 | 12
6671 | IN SERVICE | SOL1353 | WESTERN COMMUNITY HOSPITAL | SNOWDON WARD-MAIN BLOCK | FLOWMETER-O2-SINGLE | O2 FLUSH | AHEB18336 | DATEX OHMEDA | PM | 1 | 5
6672 | IN SERVICE | SOL1354 | WESTERN COMMUNITY HOSPITAL | SNOWDON WARD-MAIN BLOCK | REGULATOR | SERIES O | NOT FOUND | DATEX OHMEDA | PM | 1 | 12
6673 | IN SERVICE | SOL1355 | WESTERN COMMUNITY HOSPITAL | SNOWDON WARD-MAIN BLOCK | COMMODE | REBOTEC | TS183309-14 | REBOTEC | INSPECTION ONLY | 1 | 15
6674 | IN SERVICE | SOL1356 | WESTERN COMMUNITY HOSPITAL | SNOWDON WARD-MAIN BLOCK | COMMODE | REBOTEC | TS183306-14 | REBOTEC | INSPECTION ONLY | 1 | 15
6675 | IN SERVICE | SOL1357 | WESTERN COMMUNITY HOSPITAL | SNOWDON WARD-MAIN BLOCK | COMMODE | REBOTEC | TS145249-12 | REBOTEC | INSPECTION ONLY | 1 | 15
6677 | IN SERVICE | SOL1364 | WESTERN COMMUNITY HOSPITAL | SNOWDON WARD-MAIN BLOCK | WHEELCHAIR | BEN NG | 15LFM070810 | INVACARE | PM | 1 | 20
6678 | IN SERVICE | SOL1373 | WESTERN COMMUNITY HOSPITAL | SNOWDON WARD-MAIN BLOCK | EXERCISER-BICYCLE | BR5 | NOT FOUND | BREMSHEY SPORT | PM | 1 | 25
6679 | IN SERVICE | SOL1375 | WESTERN COMMUNITY HOSPITAL | SNOWDON WARD-MAIN BLOCK | STANDING AID | GCB4100 | SE0496106952002 | ARJO HUNTLEIGH | PM | 1 | 70
6680 | IN SERVICE | SOL1376 | WESTERN COMMUNITY HOSPITAL | SNOWDON WARD-MAIN BLOCK | PLINTH | NOT KNOWN. | 184181211B | PLINTH MEDICAL | PM | 1 | 35
6681 | IN SERVICE | SOL1377 | ADELAIDE HEALTH CENTRE | PODIATRY-PODIATRY CLINIC | PLINTH | 3 SECTION | 50EC1008457 | PLINTH MEDICAL | PM | 1 | 35
6682 | IN SERVICE | SOL1381 | BITTERNE HEALTH CENTRE | PODIATRY-PODIATRY CLINIC | THERMOMETER | BK8005 | NOT FOUND | BOKANG | PM | 1 | 15
6683 | IN SERVICE | SOL1382 | ADELAIDE HEALTH CENTRE | PODIATRY-PODIATRY CLINIC | THERMOMETER | GENTLE TEMP 510 | 20131201234UF | OMRON HEALTHCARE | PM | 1 | 15
6684 | IN SERVICE | SOL1383 | ADELAIDE HEALTH CENTRE | PODIATRY-PODIATRY CLINIC | GLUCOMETER | OMNITEST 3 | GAA3UKNJ00817 | B BRAUN MEDICAL | ASSET ONLY | 1 | NOT TO BE PRICED
6685 | IN SERVICE | SOL1384 | ADELAIDE HEALTH CENTRE | PODIATRY-PODIATRY CLINIC | THERMOMETER | BK8005 | NOT FOUND | BOKANG | PM | 1 | 15
6686 | IN SERVICE | SOL1391 | ADELAIDE HEALTH CENTRE | PODIATRY-PODIATRY CLINIC | GRINDING MACHINE | STANDARD | 18 631 2000 | AFT INTERNATIONAL | PM | 1 | 45
6687 | IN SERVICE | SOL1392 | ADELAIDE HEALTH CENTRE | PODIATRY-PODIATRY CLINIC | INCUBATOR | VACUPRESS | NOT FOUND | PETER WITZEL | PM | 1 | 90
6688 | IN SERVICE | SOL1395 | ADELAIDE HEALTH CENTRE | PODIATRY-PODIATRY CLINIC | FUME EXTRACTION SYSTEM | FUMEBUSTER | FBC-417 | PUREX | PM | 1 | 145
6689 | IN SERVICE | SOL1400 | ADELAIDE HEALTH CENTRE | PODIATRY-PODIATRY CLINIC | LIGHT-EXAMINATION | LHH10 | 18545 | LUXO LTD | PM | 1 | 10
6690 | IN SERVICE | SOL1409 | ADELAIDE HEALTH CENTRE | PODIATRY-PODIATRY CLINIC | SCALES | 761 | 2761079097001 | SECA LTD | PM | 1 | 15
6691 | IN SERVICE | SOL1412 | ADELAIDE HEALTH CENTRE | PODIATRY-PODIATRY CLINIC | GLUCOMETER | OMNITEST 3 | GAA3UKNJ00740 | B BRAUN MEDICAL | ASSET ONLY | 1 | NOT TO BE PRICED
6692 | IN SERVICE | SOL1420 | ADELAIDE HEALTH CENTRE | PODIATRY-PODIATRY CLINIC | DOPPLER | D900 | KA5-98-26045 | HUNTLEIGH HEALTHCARE | PM | 1 | 30
6693 | IN SERVICE | SOL1433 | ADELAIDE HEALTH CENTRE | PHYSIOTHERAPY-GROUND FLOOR | ULTRASOUND MACHINE THERAPY | THERASONIC 450 | 67105 | EMS PHYSIO | PM | 1 | 130
6694 | IN SERVICE | SOL1434 | ADELAIDE HEALTH CENTRE | PHYSIOTHERAPY-GROUND FLOOR | TENS MACHINE | VERISTIM II | 1168 | VERIMED | PM | 1 | 25
6695 | IN SERVICE | SOL1435 | ADELAIDE HEALTH CENTRE | PHYSIOTHERAPY-GROUND FLOOR | DYNAMOMETER | SH5001 | 3020043 | SAEHAN CORPORATION | PM | 1 | 10
6696 | IN SERVICE | SOL1438 | ADELAIDE HEALTH CENTRE | PHYSIOTHERAPY-GROUND FLOOR | PLINTH | 2 SECTION | NOT FOUND | ARJO HUNTLEIGH | PM | 1 | 35
6697 | IN SERVICE | SOL1439 | ADELAIDE HEALTH CENTRE | PHYSIOTHERAPY-GROUND FLOOR | ACTIVE PASSIVE TRAINER | APT | 31000903006 | TZORA ACTIVE SYSTEMS LTD | PM | 1 | 25
6698 | IN SERVICE | SOL1440 | ADELAIDE HEALTH CENTRE | PHYSIOTHERAPY-GROUND FLOOR | EXERCISER-STEPPER | S8000 | CS07F090400866 | JOHNSON FITNESS | PM | 1 | 25
6699 | IN SERVICE | SOL1441 | ADELAIDE HEALTH CENTRE | PHYSIOTHERAPY-GROUND FLOOR | EXERCISER-TREADMILL | T50 | 8F6A-10021H-T50 | TUNTURI | PM | 1 | 45
6700 | IN SERVICE | SOL1442 | ADELAIDE HEALTH CENTRE | PHYSIOTHERAPY-GROUND FLOOR | EXERCISER-ROWING MACHINE | CAMBRIDGE M | NOT FOUND | KETTLER | PM | 1 | 45
6701 | IN SERVICE | SOL1443 | ADELAIDE HEALTH CENTRE | PHYSIOTHERAPY-GROUND FLOOR | EXERCISER-BICYCLE | LIFECYCLE | NOT FOUND | LIFE FITNESS | PM | 1 | 25
6702 | IN SERVICE | SOL1444 | ADELAIDE HEALTH CENTRE | PHYSIOTHERAPY-GROUND FLOOR | EXERCISER-BICYCLE | E60 | 8B5A-11547H-E60 | TUNTURI | PM | 1 | 25
6703 | IN SERVICE | SOL1445 | ADELAIDE HEALTH CENTRE | PHYSIOTHERAPY-GROUND FLOOR | EXERCISER-CROSS TRAINER | PERFORM 220 | NOT FOUND | YORK FITNESS | PM | 1 | 25
6704 | IN SERVICE | SOL1446 | ADELAIDE HEALTH CENTRE | PHYSIOTHERAPY-GROUND FLOOR | BALANCE SYSTEM | BPM | AD970011 | SMS HEALTHCARE | PM | 1 | 55
6705 | IN SERVICE | SOL1447 | ADELAIDE HEALTH CENTRE | PHYSIOTHERAPY-GROUND FLOOR | HEIGHT MEASURE | LEICESTER | NOT FOUND | MARSDEN | INSPECTION ONLY | 1 | 15
6706 | IN SERVICE | SOL1448 | ADELAIDE HEALTH CENTRE | PHYSIOTHERAPY-GROUND FLOOR | HOIST-CEILING | MANUAL | TXM10501 | TRANS ACTIVE XTRA | OEM-MEDACO | 1 | 142
6707 | IN SERVICE | SOL1449 | ADELAIDE HEALTH CENTRE | PHYSIOTHERAPY-GROUND FLOOR | EXERCISER-BICYCLE | MINI BIKE 50 | NOT FOUND | ULTRASPORT | PM | 1 | 25
6708 | IN SERVICE | SOL1450 | ADELAIDE HEALTH CENTRE | PHYSIOTHERAPY-GROUND FLOOR | EXERCISER-BICYCLE | MINI BIKE 50 | NOT FOUND | ULTRASPORT | PM | 1 | 25
6709 | IN SERVICE | SOL1455 | ADELAIDE HEALTH CENTRE | GP SURGERY | GLUCOMETER | GLUCO RX | 4277116230065920 | NEXUS | ASSET ONLY | 1 | NOT TO BE PRICED
6710 | IN SERVICE | SOL1456 | ADELAIDE HEALTH CENTRE | GP SURGERY | GLUCOMETER | FREESTYLE OPTIUM NEO | LAMV077S02693 | ABBOTS MEDICAL | ASSET ONLY | 1 | NOT TO BE PRICED
6711 | IN SERVICE | SOL1457 | ADELAIDE HEALTH CENTRE | GP SURGERY | GLUCOMETER | MINI TD-4287 | 4287215270005930 | NEXUS | ASSET ONLY | 1 | NOT TO BE PRICED
6712 | IN SERVICE | SOL1459 | ADELAIDE HEALTH CENTRE | GP SURGERY | OTOSCOPE | HS-OT10 | 779969 | LYALL WILLIS | PM | 1 | 8
6713 | IN SERVICE | SOL1460 | ADELAIDE HEALTH CENTRE | GP SURGERY | THERMOMETER | THERMOSCAN PRO 6000 | 08116K52632 | BRAUN | PM | 1 | 15
6714 | IN SERVICE | SOL1462 | ADELAIDE HEALTH CENTRE | GP SURGERY | GLUCOMETER | ACCU-CHEK PERFORMA | 54201370698 | ROCHE DIAGNOSTICS | ASSET ONLY | 1 | NOT TO BE PRICED
6715 | IN SERVICE | SOL1463 | ADELAIDE HEALTH CENTRE | GP SURGERY | BLOOD PRESSURE MONITOR | BABYPHON | 120100490 | RIESTER RUDOLF | PM | 1 | 8
6716 | IN SERVICE | SOL1465 | ADELAIDE HEALTH CENTRE | GP SURGERY | PULSE OXIMETER-FINGER | FINGERPRINT | AD08020022 | SMITHS MEDICAL | PM | 1 | 15
6717 | IN SERVICE | SOL1466 | ADELAIDE HEALTH CENTRE | GP SURGERY | BLOOD PRESSURE MONITOR | MEDICUS PRESTIGE | 787172295 | BOSO | PM | 1 | 8
6718 | IN SERVICE | SOL1469 | ADELAIDE HEALTH CENTRE | GP SURGERY | HEIGHT MEASURE | LEICESTER | NOT FOUND | SECA LTD | INSPECTION ONLY | 1 | 15
6719 | IN SERVICE | SOL1470 | ADELAIDE HEALTH CENTRE | GP SURGERY | EYE CHART | FINESSE | NOT FOUND | KEELER | PM | 1 | 5
6721 | IN SERVICE | SOL1472 | ADELAIDE HEALTH CENTRE | GP SURGERY | PULSE OXIMETER-FINGER | TEMPIR | 8223500A16206 | HENRY SCHEIN | PM | 1 | 15
6722 | IN SERVICE | SOL1477 | ADELAIDE HEALTH CENTRE | GP SURGERY | GLUCOMETER | JAZZ | CUCC081G105705 | AGAMATRIX | ASSET ONLY | 1 | NOT TO BE PRICED
6723 | IN SERVICE | SOL1480 | ADELAIDE HEALTH CENTRE | GP SURGERY | BLOOD PRESSURE RECORDER | MOBIL-O-GRAPH | C11072 | NUMED MEDICAL | PM | 1 | 140
6724 | IN SERVICE | SOL1481 | ADELAIDE HEALTH CENTRE | GP SURGERY | BLOOD PRESSURE RECORDER | MOBIL-O-GRAPH | C11089 | NUMED MEDICAL | PM | 1 | 140
6725 | IN SERVICE | SOL1482 | ADELAIDE HEALTH CENTRE | GP SURGERY | BLOOD PRESSURE RECORDER | MOBIL-O-GRAPH | B06439 | NUMED MEDICAL | PM | 1 | 140
6726 | IN SERVICE | SOL1484 | ADELAIDE HEALTH CENTRE | GP SURGERY | BLOOD PRESSURE RECORDER | MOBIL-O-GRAPH | B05543 | NUMED MEDICAL | PM | 1 | 140
6727 | IN SERVICE | SOL1485 | ADELAIDE HEALTH CENTRE | GP SURGERY | BLOOD PRESSURE RECORDER | MOBIL-O-GRAPH | B05566 | NUMED MEDICAL | PM | 1 | 140
6728 | IN SERVICE | SOL1486 | ADELAIDE HEALTH CENTRE | GP SURGERY | BLOOD PRESSURE RECORDER | MOBIL-O-GRAPH | NOT FOUND | NUMED MEDICAL | PM | 1 | 140
6729 | IN SERVICE | SOL1487 | ADELAIDE HEALTH CENTRE | GP SURGERY | BLOOD PRESSURE RECORDER | MOBIL-O-GRAPH | B05571 | NUMED MEDICAL | PM | 1 | 140
6730 | IN SERVICE | SOL1488 | ADELAIDE HEALTH CENTRE | GP SURGERY | BLOOD PRESSURE MONITOR | WATCH | 25160788 | MICROLIFE HEALTH | PM | 1 | 8
6731 | IN SERVICE | SOL1490 | ADELAIDE HEALTH CENTRE | GP SURGERY | HEIGHT MEASURE | LEICESTER | NOT FOUND | SECA LTD | INSPECTION ONLY | 1 | 15
6732 | IN SERVICE | SOL1495 | ADELAIDE HEALTH CENTRE | GP SURGERY | PULSE OXIMETER-FINGER | FINGERTIP | 103126103371 | MERLIN MEDICAL | PM | 1 | 15
6733 | IN SERVICE | SOL1496 | ADELAIDE HEALTH CENTRE | GP SURGERY | OPHTHALMOSCOPE | 901081 | 9029980 | WELCH ALLYN | PM | 1 | 8
6734 | IN SERVICE | SOL1497 | ROYAL SOUTH HANTS HOSPITAL | NICHOLSTOWN SURGERY | SPIROMETER | MICROLAB | 085-69920 | CAREFUSION | PM | 1 | 125
6735 | IN SERVICE | SOL1498 | ADELAIDE HEALTH CENTRE | GP SURGERY | GLUCOMETER | FREESTYLE LITE | DCMR028-N4823 | ABBOTS MEDICAL | ASSET ONLY | 1 | NOT TO BE PRICED
6736 | IN SERVICE | SOL1499 | ADELAIDE HEALTH CENTRE | GP SURGERY | GLUCOMETER | FREESTYLE FREEDOM LITE | CEMR262-M3184 | ABBOTS MEDICAL | ASSET ONLY | 1 | NOT TO BE PRICED
6737 | IN SERVICE | SOL1501 | ADELAIDE HEALTH CENTRE | CARDIAC SERVICES-FIRST FLOOR | PLINTH | 3 SECTION | IPS-47474 | ARJO HUNTLEIGH | PM | 1 | 35
6738 | IN SERVICE | SOL1503 | ADELAIDE HEALTH CENTRE | CARDIAC SERVICES-FIRST FLOOR | PLINTH | 3 SECTION | IPS-47595 | ARJO HUNTLEIGH | PM | 1 | 35
6739 | IN SERVICE | SOL1504 | ADELAIDE HEALTH CENTRE | CARDIAC SERVICES-FIRST FLOOR | HEIGHT MEASURE | LEICESTER | NOT FOUND | SECA LTD | INSPECTION ONLY | 1 | 15
6740 | IN SERVICE | SOL1505 | ADELAIDE HEALTH CENTRE | CARDIAC SERVICES-FIRST FLOOR | PLINTH | 3 SECTION | IPS-47429 | ARJO HUNTLEIGH | PM | 1 | 35
6741 | IN SERVICE | SOL1506 | ADELAIDE HEALTH CENTRE | CARDIAC SERVICES-FIRST FLOOR | HEIGHT MEASURE | LEICESTER | NOT FOUND | SECA LTD | INSPECTION ONLY | 1 | 15
6742 | IN SERVICE | SOL1508 | ADELAIDE HEALTH CENTRE | CARDIAC SERVICES-FIRST FLOOR | PLINTH | 3 SECTION | IPS-47430 | ARJO HUNTLEIGH | PM | 1 | 35
6743 | IN SERVICE | SOL1510 | ADELAIDE HEALTH CENTRE | CARDIAC SERVICES-FIRST FLOOR | HEIGHT MEASURE | LEICESTER | NOT FOUND | SECA LTD | INSPECTION ONLY | 1 | 15
6744 | IN SERVICE | SOL1511 | ADELAIDE HEALTH CENTRE | CARDIAC SERVICES-FIRST FLOOR | SPHYGMOMANOMETER | SHOCK RESISTANT | 110803125051 | WELCH ALLYN | PM | 1 | 8
6745 | IN SERVICE | SOL1512 | ADELAIDE HEALTH CENTRE | CARDIAC SERVICES-FIRST FLOOR | BLOOD PRESSURE MONITOR | ANEROID | 130200069 | ACCOSON | PM | 1 | 8
6746 | IN SERVICE | SOL1513 | ADELAIDE HEALTH CENTRE | CARDIAC SERVICES-FIRST FLOOR | PLINTH | 3 SECTION | IPS-47615 | ARJO HUNTLEIGH | PM | 1 | 35
6747 | IN SERVICE | SOL1515 | ADELAIDE HEALTH CENTRE | CARDIAC SERVICES-FIRST FLOOR | BLOOD PRESSURE MONITOR | ANEROID | 90601203 | ACCOSON | PM | 1 | 8
6748 | IN SERVICE | SOL1516 | ADELAIDE HEALTH CENTRE | CARDIAC SERVICES-FIRST FLOOR | HEIGHT MEASURE | LEICESTER | NOT FOUND | SECA LTD | INSPECTION ONLY | 1 | 15
6749 | IN SERVICE | SOL1517 | ADELAIDE HEALTH CENTRE | CARDIAC SERVICES-FIRST FLOOR | PLINTH | 3 SECTION | IPS-47624 | ARJO HUNTLEIGH | PM | 1 | 35
6750 | IN SERVICE | SOL1519 | ADELAIDE HEALTH CENTRE | CARDIAC SERVICES-FIRST FLOOR | BLOOD PRESSURE MONITOR | ANEROID | 900601207 | ACCOSON | PM | 1 | 8
6751 | IN SERVICE | SOL1520 | ADELAIDE HEALTH CENTRE | CARDIAC SERVICES-FIRST FLOOR | HEIGHT MEASURE | LEICESTER | NOT FOUND | SECA LTD | INSPECTION ONLY | 1 | 15
6752 | IN SERVICE | SOL1521 | ADELAIDE HEALTH CENTRE | CARDIAC SERVICES-FIRST FLOOR | BLOOD PRESSURE MONITOR | MICARDIS | NOT FOUND | MICARDIS | PM | 1 | 8
6753 | IN SERVICE | SOL1522 | ADELAIDE HEALTH CENTRE | CARDIAC SERVICES-FIRST FLOOR | PLINTH | 3 SECTION | IPS-47475 | ARJO HUNTLEIGH | PM | 1 | 35
6754 | IN SERVICE | SOL1523 | ADELAIDE HEALTH CENTRE | CARDIAC SERVICES-FIRST FLOOR | BLOOD PRESSURE MONITOR | ANEROID | 81000100 | ACCOSON | PM | 1 | 8
6755 | IN SERVICE | SOL1524 | ADELAIDE HEALTH CENTRE | CARDIAC SERVICES-FIRST FLOOR | HEIGHT MEASURE | LEICESTER | NOT FOUND | SECA LTD | INSPECTION ONLY | 1 | 15
6756 | IN SERVICE | SOL1526 | ADELAIDE HEALTH CENTRE | CARDIAC SERVICES-FIRST FLOOR | ULTRASOUND MACHINE THERAPY | 52 | 47666 | EMS PHYSIO | PM | 1 | 130
6757 | IN SERVICE | SOL1527 | ADELAIDE HEALTH CENTRE | CARDIAC SERVICES-FIRST FLOOR | ULTRASOUND MACHINE THERAPY | THERASONIC 1032 | 43435 | EMS PHYSIO | PM | 1 | 45
6758 | IN SERVICE | SOL1528 | ADELAIDE HEALTH CENTRE | CARDIAC SERVICES-FIRST FLOOR | ULTRASOUND MACHINE THERAPY | SONOPULS 591 | 4200 | ENRAF NONIUS | PM | 1 | 130
6759 | IN SERVICE | SOL1534 | ADELAIDE HEALTH CENTRE | CHILDREN CONTINENCE-LEVEL 2 | ENURESIS ALARM | M03 | NOT FOUND | MALEM MEDICAL | PM | 1 | 10
6760 | IN SERVICE | SOL1542 | ADELAIDE HEALTH CENTRE | CARDIAC SERVICES-FIRST FLOOR | AUTOINJECTOR | BETAJECT COMFORT | NOT FOUND | H & B ELECTRONIC GMBH | PM | 1 | 25
6761 | IN SERVICE | SOL1543 | BITTERNE HEALTH CENTRE | COMMUNITY BLADDER AND BOWEL SERVICE-ROOM | URODYNAMIC MEASUREMENT SYSTEM | EZEE PZEE PORTAFLOW | PA-00201-00233 | MEDIWATCH UK | PM | 1 | 1000
6762 | IN SERVICE | SOL1544 | ADELAIDE HEALTH CENTRE | CARDIAC SERVICES-FIRST FLOOR | SCALES | M540 | 21406114 | MARSDEN | PM | 1 | 15
6763 | IN SERVICE | SOL1545 | ADELAIDE HEALTH CENTRE | CARDIAC SERVICES-FIRST FLOOR | PLINTH | 3 SECTION | 503EOC41150219B | PLINTH MEDICAL | PM | 1 | 35
6764 | IN SERVICE | SOL1546 | ADELAIDE HEALTH CENTRE | CARDIAC SERVICES-FIRST FLOOR | BLOOD PRESSURE MONITOR | ANEROID | 90601064 | ACCOSON | PM | 1 | 8
6765 | IN SERVICE | SOL1547 | ADELAIDE HEALTH CENTRE | CARDIAC SERVICES-FIRST FLOOR | HEIGHT MEASURE | LEICESTER | NOT FOUND | SECA LTD | INSPECTION ONLY | 1 | 15
6766 | IN SERVICE | SOL1550 | ADELAIDE HEALTH CENTRE | CARDIAC SERVICES-FIRST FLOOR | PLINTH | 3 SECTION | IPS-47445 | ARJO HUNTLEIGH | PM | 1 | 35
6767 | IN SERVICE | SOL1551 | ADELAIDE HEALTH CENTRE | CARDIAC SERVICES-FIRST FLOOR | BLOOD PRESSURE MONITOR | ANEROID | 90600635 | ACCOSON | PM | 1 | 8
6768 | IN SERVICE | SOL1552 | ADELAIDE HEALTH CENTRE | CARDIAC SERVICES-FIRST FLOOR | HEIGHT MEASURE | LEICESTER | NOT FOUND | SECA LTD | INSPECTION ONLY | 1 | 15
6769 | IN SERVICE | SOL1554 | ADELAIDE HEALTH CENTRE | CARDIAC SERVICES-FIRST FLOOR | OPHTHALMOSCOPE | STANDARD OPHTHALMOSCOPE | 85489 | KEELER | PM | 1 | 5
6770 | IN SERVICE | SOL1555 | ADELAIDE HEALTH CENTRE | CARDIAC SERVICES-FIRST FLOOR | HEIGHT MEASURE | LEICESTER | NOT FOUND | SECA LTD | INSPECTION ONLY | 1 | 15
6771 | IN SERVICE | SOL1561 | BROADCAST HOUSE | COMMUNITY NURSING TEAM | PULSE OXIMETER-FINGER | ONYX VANTAGE | 501869976 | NONIN | PM | 1 | 15
6772 | IN SERVICE | SOL1566 | BROADCAST HOUSE | COMMUNITY NURSING TEAM | GLUCOMETER | NEXUS GLUCO RX | 427711723017659E | TAIDOC TECHNOLOGY | ASSET ONLY | 1 | NOT TO BE PRICED
6773 | IN SERVICE | SOL1567 | BROADCAST HOUSE | COMMUNITY NURSING TEAM | SCALES | 761 | 5761323166922 | SECA LTD | PM | 1 | 15
6774 | IN SERVICE | SOL1568 | BROADCAST HOUSE | COMMUNITY NURSING TEAM | SPHYGMOMANOMETER | SHOCK RESISTANT | 150227171058 | WELCH ALLYN | PM | 1 | 8
6775 | IN SERVICE | SOL1569 | BROADCAST HOUSE | COMMUNITY NURSING TEAM | THERMOMETER | THERMOSCAN | 11115897070 | BRAUN | PM | 1 | 15
6776 | IN SERVICE | SOL1570 | BROADCAST HOUSE | COMMUNITY NURSING TEAM | PULSE OXIMETER-FINGER | ONYX VANTAGE | 501969378 | NONIN | PM | 1 | 15
6777 | IN SERVICE | SOL1571 | BROADCAST HOUSE | COMMUNITY NURSING TEAM | GLUCOMETER | NEXUS MINI | 427216400019949 | TAIDOC TECHNOLOGY | ASSET ONLY | 1 | NOT TO BE PRICED
6778 | IN SERVICE | SOL1572 | BROADCAST HOUSE | COMMUNITY NURSING TEAM | GLUCOMETER | NEXUS GLUCO RX | 427711609002398B | TAIDOC TECHNOLOGY | ASSET ONLY | 1 | NOT TO BE PRICED
6779 | IN SERVICE | SOL1577 | BROADCAST HOUSE | COMMUNITY NURSING TEAM | OTOSCOPE | STANDARD | NOT FOUND | KEELER | PM | 1 | 5
6780 | IN SERVICE | SOL1579 | BROADCAST HOUSE | COMMUNITY NURSING TEAM | PULSE OXIMETER-FINGER | 9006368 | 143219902162 | HENRY SCHEIN | PM | 1 | 15
6781 | IN SERVICE | SOL1581 | BROADCAST HOUSE | COMMUNITY NURSING TEAM | THERMOMETER | THERMOSCAN | 18815K37916 | BRAUN | PM | 1 | 15
6782 | IN SERVICE | SOL1583 | BROADCAST HOUSE | COMMUNITY NURSING TEAM | GLUCOMETER | NEXUS GLUCO RX | 427711609002399C | TAIDOC TECHNOLOGY | ASSET ONLY | 1 | NOT TO BE PRICED
6783 | IN SERVICE | SOL1589 | BROADCAST HOUSE | COMMUNITY NURSING TEAM | OPHTHALMOSCOPE | 901081 | NOT FOUND | WELCH ALLYN | PM | 1 | 5
6784 | IN SERVICE | SOL1590 | WESTERN COMMUNITY HOSPITAL | COMMUNITY STROKE TEAM-WESTERN WING | BLOOD PRESSURE MONITOR | GREENLIGHT 300 | NOT FOUND | ACCOSON | PM | 1 | 8
6785 | IN SERVICE | SOL1591 | WESTERN COMMUNITY HOSPITAL | COMMUNITY STROKE TEAM-WESTERN WING | BLOOD PRESSURE MONITOR | DS54 | 160602220438 | WELCH ALLYN | PM | 1 | 8
6786 | IN SERVICE | SOL1592 | WESTERN COMMUNITY HOSPITAL | SNOWDON WARD-MAIN BLOCK | STIMULATOR-MUSCLE | STIM | 160608919 | WELL LIFE HEALTHCARE | PM | 1 | 25
6787 | IN SERVICE | SOL1593 | WESTERN COMMUNITY HOSPITAL | SNOWDON WARD-MAIN BLOCK | STIMULATOR-MUSCLE | MICROSTIM 2V2 | NOT FOUND | ODSTOCK MEDICAL | PM | 1 | 25
6788 | IN SERVICE | SOL1594 | WESTERN COMMUNITY HOSPITAL | SNOWDON WARD-MAIN BLOCK | STIMULATOR-FOOT | ODFS III | D859.03.07 | ODSTOCK MEDICAL | PM | 1 | 25
6789 | IN SERVICE | SOL1595 | WESTERN COMMUNITY HOSPITAL | SNOWDON WARD-MAIN BLOCK | STIMULATOR-FOOT | ODFS III | Q535.3.05 | ODSTOCK MEDICAL | PM | 1 | 25
6790 | IN SERVICE | SOL1596 | WESTERN COMMUNITY HOSPITAL | SNOWDON WARD-MAIN BLOCK | STIMULATOR-MUSCLE | ODFS PACE | 3171P115 | ODSTOCK MEDICAL | PM | 1 | 25
6791 | IN SERVICE | SOL1597 | WESTERN COMMUNITY HOSPITAL | WEST COMMUNITY INDEPENDENCE TEAM-WESTERN WING | ECG MACHINE | HEARTVIEW 12L | 21000704 | AEROTEL MEDICAL SYSTEMS | PM | 1 | 88
6793 | IN SERVICE | SOL1602 | WESTERN COMMUNITY HOSPITAL | SNOWDON WARD-MAIN BLOCK | BLOOD PRESSURE MONITOR | MX3 PLUS | 4925123L | OMRON HEALTHCARE | PM | 1 | 8
6794 | IN SERVICE | SOL1603 | WESTERN COMMUNITY HOSPITAL | WEST COMMUNITY INDEPENDENCE TEAM-WESTERN WING | BLOOD PRESSURE MONITOR | UA-767 | 5120700104 | A&D INSTRUMENTS | PM | 1 | 8
6795 | IN SERVICE | SOL1604 | WESTERN COMMUNITY HOSPITAL | WEST COMMUNITY INDEPENDENCE TEAM-WESTERN WING | BLOOD PRESSURE MONITOR | UA-767 | 5091000572 | A&D INSTRUMENTS | PM | 1 | 8
6796 | IN SERVICE | SOL1605 | WESTERN COMMUNITY HOSPITAL | WEST COMMUNITY INDEPENDENCE TEAM-WESTERN WING | SPHYGMOMANOMETER | SHOCK RESISTANT | 141003233417 | WELCH ALLYN | PM | 1 | 8
6797 | IN SERVICE | SOL1608 | WESTERN COMMUNITY HOSPITAL | WEST COMMUNITY INDEPENDENCE TEAM-WESTERN WING | BLOOD PRESSURE MONITOR | M2BASIC | 2011113235VG | OMRON HEALTHCARE | PM | 1 | 8
6798 | IN SERVICE | SOL1610 | BROADCAST HOUSE | COMMUNITY NURSING TEAM | GLUCOMETER | NEXUS GLUCO RX | 427711634014698F | TAIDOC TECHNOLOGY | ASSET ONLY | 1 | NOT TO BE PRICED
6799 | IN SERVICE | SOL1612 | BROADCAST HOUSE | COMMUNITY NURSING TEAM | THERMOMETER | THERMOSCAN | 18215K41763 | BRAUN | PM | 1 | 15
6800 | IN SERVICE | SOL1615 | ADELAIDE HEALTH CENTRE | CHILDREN COMMUNITY NURSING TEAM-LEVEL 2 | FEEDING PUMP | FLO CARE INFINITY | 79101182 | NUTRICIA | ASSET ONLY | 1 | NOT TO BE PRICED
6801 | IN SERVICE | SOL1618 | ADELAIDE HEALTH CENTRE | CHILDREN COMMUNITY NURSING TEAM-LEVEL 2 | FEEDING PUMP | FLO CARE INFINITY | 79011525 | NUTRICIA | ASSET ONLY | 1 | NOT TO BE PRICED
6802 | IN SERVICE | SOL1627 | ADELAIDE HEALTH CENTRE | CHILDREN COMMUNITY NURSING TEAM-LEVEL 2 | OPHTHALMOSCOPE | STANDARD OPHTHALMOSCOPE | 203653 | KEELER | PM | 1 | 5
6804 | IN SERVICE | SOL1633 | ADELAIDE HEALTH CENTRE | CHILDREN COMMUNITY NURSING TEAM-LEVEL 2 | BLOOD PRESSURE MONITOR | ANEROID | NOT FOUND | ACCOSON | PM | 1 | 8
6805 | IN SERVICE | SOL1635 | ADELAIDE HEALTH CENTRE | CHILDREN COMMUNITY NURSING TEAM-LEVEL 2 | NEBULISER | PORTA-NEB | 2002PN188432 | PHILIPS HEALTHCARE | PM | 1 | 15
6806 | IN SERVICE | SOL1639 | ADELAIDE HEALTH CENTRE | CHILDREN COMMUNITY NURSING TEAM-LEVEL 2 | BLOOD PRESSURE MONITOR | ANEROID | NOT FOUND | ACCOSON | PM | 1 | 8
6807 | IN SERVICE | SOL1640 | ADELAIDE HEALTH CENTRE | CHILDREN COMMUNITY NURSING TEAM-LEVEL 2 | BLOOD PRESSURE MONITOR | ANEROID | 81010124 | ACCOSON | PM | 1 | 8
6808 | IN SERVICE | SOL1645 | ADELAIDE HEALTH CENTRE | CHILDREN COMMUNITY NURSING TEAM-LEVEL 2 | ASPIRATOR | 7305U | PU111377 | DRIVE DEVILBISS | PM | 1 | 25
6809 | IN SERVICE | SOL1664 | ADELAIDE HEALTH CENTRE | CHILDREN COMMUNITY NURSING TEAM-LEVEL 2 | BLOOD PRESSURE MONITOR | ANEROID | NOT FOUND | ACCOSON | PM | 1 | 8
6810 | IN SERVICE | SOL1670 | ADELAIDE HEALTH CENTRE | CHILDREN COMMUNITY NURSING TEAM-LEVEL 2 | VENTILATOR | NIPPY JUNIOR+ | 2014-19837 | BREAS MEDICAL | PM | 1 | 250
6811 | IN SERVICE | SOL1672 | ADELAIDE HEALTH CENTRE | CHILDREN COMMUNITY NURSING TEAM-LEVEL 2 | PULSE OXIMETER-HANDHELD | N560 | 11114030613 | NELLCOR | PM | 1 | 55
6812 | IN SERVICE | SOL1674 | ADELAIDE HEALTH CENTRE | CHILDREN COMMUNITY NURSING TEAM-LEVEL 2 | SCALES | 835 | 880806 | SECA LTD | PM | 1 | 15
6813 | IN SERVICE | SOL1679 | BITTERNE HEALTH CENTRE | DENTAL-SURGERY 1 | DENTAL SUCTION UNIT | VS 300 | U006130 | DURR DENTAL | OEM-AIH | 1 | 400
6814 | IN SERVICE | SOL1683 | BITTERNE HEALTH CENTRE | DENTAL-SURGERY 1 | BLOOD PRESSURE MONITOR | 711 | 81001319 | OMRON HEALTHCARE | OEM-AIH | 1 | 8
6815 | IN SERVICE | SOL1684 | BITTERNE HEALTH CENTRE | DENTAL-SURGERY 1 | BLOOD PRESSURE MONITOR | UA-767 | 5151000123 | A&D INSTRUMENTS | OEM-AIH | 1 | 8
6816 | IN SERVICE | SOL1690 | BITTERNE HEALTH CENTRE | DENTAL-SURGERY 1 | BLOOD PRESSURE MONITOR | R3 | 20091104408LF | OMRON HEALTHCARE | OEM-AIH | 1 | 8
6817 | IN SERVICE | SOL1698 | BITTERNE HEALTH CENTRE | DENTAL-CLEAN UTILITY ROOM | LIGHT-EXAMINATION | OPTICA 388W | 26427/4 | BRANDON MEDICAL | OEM-AIH | 1 | 8
6818 | IN SERVICE | SOL1699 | BITTERNE HEALTH CENTRE | DENTAL-CLEAN UTILITY ROOM | INCUBATOR-TEST SAMPLE | 1401 | 10032360 | ALBERT BROWNE LTD | OEM-AIH | 1 | 90
6819 | IN SERVICE | SOL1705 | BITTERNE HEALTH CENTRE | DENTAL-CLEAN UTILITY ROOM | DENTAL RO SYSTEM | BIOPURE 7/15 | NOT FOUND | ELGA LABWATER | ASSET ONLY | 1 | NOT TO BE PRICED
6820 | IN SERVICE | SOL1712 | BITTERNE HEALTH CENTRE | DENTAL-SURGERY 2 | DENTAL SUCTION UNIT | VS 300 | U006329 | DURR DENTAL | OEM-AIH | 1 | 400
6821 | IN SERVICE | SOL1717 | BITTERNE HEALTH CENTRE | DENTAL-SURGERY 1 | DENTAL CHAIR | CLESTA-DENTAL CHAIR | FBB01201 | BELMONT | ASSET ONLY | 5 | NOT TO BE PRICED
6822 | IN SERVICE | SOL1720 | BITTERNE HEALTH CENTRE | DENTAL-ENGINEERING PLANT ROOM | AIR COMPRESSOR | VTS200D | NOT FOUND | BAMBI AIR LTD | OEM-AIH | 1 | 550
6823 | IN SERVICE | SOL1721 | BITTERNE HEALTH CENTRE | CARDIAC SERVICES-CONSULTING ROOM | PLINTH | 2 SECTION | 74352 | PLINTH MEDICAL | PM | 1 | 35
6824 | IN SERVICE | SOL1722 | BITTERNE HEALTH CENTRE | CARDIAC SERVICES-CONSULTING ROOM | LIGHT-EXAMINATION | LHH10 | NOT FOUND | LUXO LTD | PM | 1 | 10
6825 | IN SERVICE | SOL1724 | BITTERNE HEALTH CENTRE | CARDIAC SERVICES-CONSULTING ROOM | SPHYGMOMANOMETER | SHOCK RESISTANT | 120718171101 | WELCH ALLYN | PM | 1 | 8
6826 | IN SERVICE | SOL1726 | BITTERNE HEALTH CENTRE | CARDIAC SERVICES-CONSULTING ROOM | HEIGHT MEASURE | LEICESTER | NOT FOUND | SECA LTD | INSPECTION ONLY | 1 | 15
6827 | IN SERVICE | SOL1727 | BITTERNE HEALTH CENTRE | CARDIAC SERVICES-UTILITY ROOM | DEFIBRILLATOR-AED | POWERHEART AED G3 | 4182269 | CARDIAC SCIENCE | ASSET ONLY | 1 | NOT TO BE PRICED
6828 | IN SERVICE | SOL1728 | BITTERNE HEALTH CENTRE | CARDIAC SERVICES-UTILITY ROOM | GLUCOMETER | NEXUS GLUCO RX | 427711452000509F | TAIDOC TECHNOLOGY | ASSET ONLY | 1 | NOT TO BE PRICED
6829 | IN SERVICE | SOL1733 | BITTERNE HEALTH CENTRE | SITE SERVICES-CONSULTING ROOM | SCALES | 877 | 5877139165443 | SECA LTD | PM | 1 | 15
6830 | IN SERVICE | SOL1734 | ROYAL SOUTH HANTS HOSPITAL | SEXUAL HEALTH | BLOOD PRESSURE MONITOR | M6 AC | 20160204756VG | OMRON HEALTHCARE | PM | 1 | 8
6831 | IN SERVICE | SOL1736 | BITTERNE HEALTH CENTRE | SITE SERVICES-CONSULTING ROOM | HOT PLATE | MINI | SD1036M1204 | THERMO FISHER SCIENTIFIC | PM | 1 | 20
6832 | IN SERVICE | SOL1737 | BITTERNE HEALTH CENTRE | SITE SERVICES-CONSULTING ROOM | MICROSCOPE | CX41 | 9K05848 | OLYMPUS KEYMED | OEM-CONTRACT PM | 1 | 95
6833 | IN SERVICE | SOL1738 | BITTERNE HEALTH CENTRE | SITE SERVICES-CONSULTING ROOM | MEDICAL FRIDGE | NONE | NOT FOUND | LEC MEDICAL | PM | 1 | NOT TO BE PRICED
6834 | IN SERVICE | SOL1739 | BITTERNE HEALTH CENTRE | SITE SERVICES-CONSULTING ROOM | MEDICAL FRIDGE | LR202 | 303A16005 | LEC MEDICAL | PM | 1 | NOT TO BE PRICED
6835 | IN SERVICE | SOL1740 | BITTERNE HEALTH CENTRE | SITE SERVICES-CONSULTING ROOM | PLINTH | A2256/8/3HS | IPS-50880 | ARJO HUNTLEIGH | PM | 1 | 35
6836 | IN SERVICE | SOL1741 | BITTERNE HEALTH CENTRE | SITE SERVICES-CONSULTING ROOM | LIGHT-EXAMINATION | ESS 25 | NOT FOUND | THOUSAND & ONE LAMPS | PM | 1 | 10
6837 | IN SERVICE | SOL1744 | BITTERNE HEALTH CENTRE | SITE SERVICES-CONSULTING ROOM | PLINTH | 2 SECTION | POZ-4644 | ARJO HUNTLEIGH | PM | 1 | 35
6838 | IN SERVICE | SOL1746 | BITTERNE HEALTH CENTRE | SITE SERVICES-CONSULTING ROOM | HEIGHT MEASURE | LEICESTER | NOT FOUND | SECA LTD | INSPECTION ONLY | 1 | 15
6839 | IN SERVICE | SOL1750 | BITTERNE HEALTH CENTRE | PODIATRY-PODIATRY CLINIC | LIGHT-EXAMINATION | LHH10 | NOT FOUND | LUXO LTD | PM | 1 | 10
6840 | IN SERVICE | SOL1751 | BITTERNE HEALTH CENTRE | PODIATRY-PODIATRY CLINIC | LIGHT-EXAMINATION | LHH10 | NOT FOUND | LUXO LTD | PM | 1 | 10
6841 | IN SERVICE | SOL1752 | BITTERNE HEALTH CENTRE | PODIATRY-PODIATRY CLINIC | HEIGHT MEASURE | LEICESTER | NOT FOUND | SECA LTD | INSPECTION ONLY | 1 | 15
6842 | IN SERVICE | SOL1754 | BITTERNE HEALTH CENTRE | PODIATRY-PODIATRY CLINIC | LIGHT-EXAMINATION | LHH10 | NOT FOUND | LUXO LTD | PM | 1 | 10
6843 | IN SERVICE | SOL1757 | BITTERNE HEALTH CENTRE | PODIATRY-PODIATRY CLINIC | LIGHT-EXAMINATION | LHH10 | NOT FOUND | LUXO LTD | PM | 1 | 10
6844 | IN SERVICE | SOL1759 | BITTERNE HEALTH CENTRE | CARDIAC SERVICES-CONSULTING ROOM 2 | PULSE OXIMETER-FINGER | FINGERTIP | 114926100 | MERLIN MEDICAL | PM | 1 | 15
6845 | IN SERVICE | SOL1761 | BITTERNE HEALTH CENTRE | CARDIAC SERVICES-CONSULTING ROOM 2 | BLOOD PRESSURE MONITOR | TOPAZ | NOT FOUND | TIMESCO | PM | 1 | 8
6846 | IN SERVICE | SOL1765 | BITTERNE HEALTH CENTRE | PODIATRY-PODIATRY CLINIC | GLUCOMETER | OMNITEST 3 | GAA7UKOB00454 | B BRAUN MEDICAL | ASSET ONLY | 1 | NOT TO BE PRICED
6847 | IN SERVICE | SOL1766 | BITTERNE HEALTH CENTRE | SITE SERVICES-CONSULTING ROOM | WHEELCHAIR | AP100 | SO48458 | REPLOY HEALTHCARE | PM | 1 | 20
6848 | IN SERVICE | SOL1767 | BITTERNE HEALTH CENTRE | COMMUNITY BLADDER AND BOWEL SERVICE-ROOM | URODYNAMIC MEASUREMENT SYSTEM | URODYN 1000 | 4572 | DANTEC MEDICAL | PM | 1 | 1000
6849 | IN SERVICE | SOL1768 | ADELAIDE HEALTH CENTRE | CHILDREN CONTINENCE-LEVEL 2 | ENURESIS ALARM | SM1 DRI-NITE | NOT FOUND | NH EASTWOOD | PM | 1 | 10
6850 | IN SERVICE | SOL1771 | ADELAIDE HEALTH CENTRE | CHILDREN CONTINENCE-LEVEL 2 | ENURESIS ALARM | M03 | NOT FOUND | MALEM MEDICAL | PM | 1 | 10
6851 | IN SERVICE | SOL1775 | ADELAIDE HEALTH CENTRE | CHILDREN CONTINENCE-LEVEL 2 | ENURESIS ALARM | M04 | NOT FOUND | MALEM MEDICAL | PM | 1 | 10
6852 | IN SERVICE | SOL1827 | BITTERNE HEALTH CENTRE | CARDIAC SERVICES-FIRST FLOOR | BLOOD PRESSURE MONITOR | HS-20A | 805937 | HONSUN CO LTD | PM | 1 | 8
6853 | IN SERVICE | SOL1828 | BITTERNE HEALTH CENTRE | CARDIAC SERVICES-FIRST FLOOR | BLOOD PRESSURE MONITOR | HS-20A | 804879 | HONSUN CO LTD | PM | 1 | 8
6854 | IN SERVICE | SOL1829 | BITTERNE HEALTH CENTRE | CARDIAC SERVICES-FIRST FLOOR | BLOOD PRESSURE MONITOR | ANEROID | 87722 | ACCOSON | PM | 1 | 8
6855 | IN SERVICE | SOL1830 | BITTERNE HEALTH CENTRE | CARDIAC SERVICES-FIRST FLOOR | BLOOD PRESSURE MONITOR | HS-20A | 804649 | HONSUN CO LTD | PM | 1 | 8
6856 | IN SERVICE | SOL1831 | BITTERNE HEALTH CENTRE | CARDIAC SERVICES-FIRST FLOOR | BLOOD PRESSURE MONITOR | HS-20A | 805142 | HONSUN CO LTD | PM | 1 | 8
6857 | IN SERVICE | SOL1834 | BITTERNE HEALTH CENTRE | CARDIAC SERVICES-FIRST FLOOR | PULSE OXIMETER-FINGER | ONYX | 500862480 | NONIN | PM | 1 | 15
6858 | IN SERVICE | SOL1835 | BITTERNE HEALTH CENTRE | CARDIAC SERVICES-FIRST FLOOR | PULSE OXIMETER-FINGER | N9590 | 50222431 | NONIN | PM | 1 | 15
6859 | IN SERVICE | SOL1836 | BITTERNE HEALTH CENTRE | CARDIAC SERVICES-FIRST FLOOR | PULSE OXIMETER-FINGER | N9590 | 501978432 | NONIN | PM | 1 | 15
6860 | IN SERVICE | SOL1841 | FAREHAM COMMUNITY HOSPITAL | PODIATRY-PODIATRY CLINIC | LIGHT-EXAMINATION | WAVE PLUS | NOT FOUND | LUXO LTD | PM | 1 | 10
6861 | IN SERVICE | SOL1845 | FAREHAM COMMUNITY HOSPITAL | PODIATRY-PODIATRY CLINIC | DOPPLER | D900 | 900LX0A10641-06 | HUNTLEIGH HEALTHCARE | PM | 1 | 30
6862 | IN SERVICE | SOL1848 | FAREHAM COMMUNITY HOSPITAL | PODIATRY-PODIATRY CLINIC | GLUCOMETER | OMNITEST 3 | GAA3UKNJ00741 | B BRAUN MEDICAL | ASSET ONLY | 1 | NOT TO BE PRICED
6863 | IN SERVICE | SOL1849 | FAREHAM COMMUNITY HOSPITAL | PODIATRY-PODIATRY STORE | INCUBATOR | VACUPRESS | 1688/0289 | PETER WITZEL | PM | 1 | 90
6864 | IN SERVICE | SOL1850 | FAREHAM COMMUNITY HOSPITAL | PODIATRY-PODIATRY STORE | FUME EXTRACTION SYSTEM | FUMEBUSTER | FCB-419 | PUREX | PM | 1 | 145
6865 | IN SERVICE | SOL1851 | FAREHAM COMMUNITY HOSPITAL | PODIATRY-PODIATRY STORE | GRINDING MACHINE | MEBUS | 12336278 | A.ALGEO LTD | PM | 1 | 45
6866 | IN SERVICE | SOL1852 | FAREHAM COMMUNITY HOSPITAL | PODIATRY-PODIATRY STORE | FOOT IMPRINT | PRINT LAB | 3746 | SIDAS UK | PM | 1 | 60
6867 | IN SERVICE | SOL1857 | ADELAIDE HEALTH CENTRE | PODIATRY-PODIATRY CLINIC | LIGHT-EXAMINATION | LHH10 | NOT FOUND | LUXO LTD | PM | 1 | 10
6869 | IN SERVICE | SOL1863 | ADELAIDE HEALTH CENTRE | PODIATRY-PODIATRY CLINIC | THERMOMETER | GENTLE TEMP 510 | 20131201459UF | OMRON HEALTHCARE | PM | 1 | 15
6870 | IN SERVICE | SOL1864 | ADELAIDE HEALTH CENTRE | PODIATRY-PODIATRY CLINIC | THERMOMETER | BK8005 | NOT FOUND | BOKANG | PM | 1 | 15
6871 | IN SERVICE | SOL1866 | BITTERNE HEALTH CENTRE | PODIATRY-PODIATRY CLINIC | LIGHT-EXAMINATION | OPTICA 488M | 6324/4 | BRANDON MEDICAL | PM | 1 | 10
6872 | IN SERVICE | SOL1875 | BITTERNE HEALTH CENTRE | PODIATRY-PODIATRY CLINIC | THERMOMETER | GENTLE TEMP 510 | 20131201456UF | OMRON HEALTHCARE | PM | 1 | 15
6873 | IN SERVICE | SOL1876 | SOMERSTOWN HEALTH CENTRE | DENTAL-SURGERY 2 | DENTAL CART | 2562 | J601575 | A-DEC DENTAL | ASSET ONLY | 1 | NOT TO BE PRICED
6874 | IN SERVICE | SOL1884 | SOMERSTOWN HEALTH CENTRE | DENTAL-SURGERY 2 | DENTAL SPITOON | CLEO SP-SPITOON | NOT FOUND | BELMONT | ASSET ONLY | 5 | NOT TO BE PRICED
6875 | IN SERVICE | SOL1885 | SOMERSTOWN HEALTH CENTRE | DENTAL-SURGERY 2 | DENTAL CHAIR | CLESTA-DENTAL CHAIR | NOT FOUND | BELMONT | ASSET ONLY | 1 | NOT TO BE PRICED
6876 | IN SERVICE | SOL1893 | SOMERSTOWN HEALTH CENTRE | DENTAL-DECONTAMINATION ROOM | PULSE OXIMETER-FINGER | 9006368 | 143219900470 | HENRY SCHEIN | OEM-AIH | 1 | 15
6877 | IN SERVICE | SOL1901 | SOMERSTOWN HEALTH CENTRE | DENTAL-DECONTAMINATION ROOM | PRINTER | WP-P610 | P618100048 | NITRAM | OEM-AIH | 1 | 10
6878 | IN SERVICE | SOL1908 | SOMERSTOWN HEALTH CENTRE | DENTAL-SURGERY 1 | DENTAL DELIVERY UNIT | NOT KNOWN | AU14I0051 | BELMONT | ASSET ONLY | 1 | NOT TO BE PRICED
6879 | IN SERVICE | SOL1910 | SOMERSTOWN HEALTH CENTRE | DENTAL-SURGERY 1 | DENTAL SPITOON | CLEO SP-SPITOON | NOT FOUND | BELMONT | ASSET ONLY | 5 | NOT TO BE PRICED
6880 | IN SERVICE | SOL1911 | SOMERSTOWN HEALTH CENTRE | DENTAL-SURGERY 1 | DENTAL LIGHT | CLEO-LIGHT | AV14I0768 | BELMONT | OEM-AIH | 1 | 8
6881 | IN SERVICE | SOL1913 | SOMERSTOWN HEALTH CENTRE | DENTAL-X-RAY ROOM | DENTAL X RAY PAN ORAL | CRANEX 3D | V70011 | KAVO DENTAL | ASSET ONLY | 1 | NOT TO BE PRICED
6882 | IN SERVICE | SOL1915 | SOMERSTOWN HEALTH CENTRE | DENTAL-DENTAL CLINIC | DENTAL DRILL | ENDOMATE | 2600 | NSK | OEM-AIH | 1 | 45
6883 | IN SERVICE | SOL1916 | SOMERSTOWN HEALTH CENTRE | DENTAL-DENTAL CLINIC | DENTAL SCAVENGING UNIT | MINISCAV | 013/680 | RA MEDICAL | ASSET ONLY | 1 | NOT TO BE PRICED
6884 | IN SERVICE | SOL1917 | SOMERSTOWN HEALTH CENTRE | DENTAL-STORE ROOM | REGULATOR-O2 | MDM | MINT-62614 | RA MEDICAL | ASSET ONLY | 5 | NOT TO BE PRICED
6885 | IN SERVICE | SOL1918 | SOMERSTOWN HEALTH CENTRE | DENTAL-STORE ROOM | REGULATOR-O2 | QUANTIFLEX MDM | 0108MDM34534 | MDS MATRX | OEM-AIH | 1 | 12
6886 | IN SERVICE | SOL1919 | SOMERSTOWN HEALTH CENTRE | DENTAL-STORE ROOM | MEDICAL FRIDGE | IG3711 | NOT FOUND | IGENIX | OEM-AIH | 1 | 15
6887 | IN SERVICE | SOL1921 | SOMERSTOWN HEALTH CENTRE | DENTAL-STORE ROOM | AIR COMPRESSOR | VT150D | VT15D-00015 | BAMBI AIR LTD | OEM-AIH | 1 | 550
6888 | IN SERVICE | SOL1922 | SOMERSTOWN HEALTH CENTRE | DENTAL-BOILER ROOM | AIR COMPRESSOR | VTS200D | NOT FOUND | BAMBI AIR LTD | OEM-AIH | 1 | 550
6889 | IN SERVICE | SOL1923 | ADELAIDE HEALTH CENTRE | PHYSIOTHERAPY-GROUND FLOOR | BLOOD PRESSURE MONITOR | 5690447 | 20101001613LF | BOOTS COMPANY | PM | 1 | 8
6890 | IN SERVICE | SOL1924 | ADELAIDE HEALTH CENTRE | PHYSIOTHERAPY-GROUND FLOOR | BLOOD PRESSURE MONITOR | BPX1 | JL37557 | KINETIC MEDICAL | PM | 1 | 8
6891 | IN SERVICE | SOL1925 | ADELAIDE HEALTH CENTRE | PHYSIOTHERAPY-GROUND FLOOR | STIMULATOR-MUSCLE | ODFS PACE | 3898P34 | ODSTOCK MEDICAL | PM | 1 | 25
6892 | IN SERVICE | SOL1926 | ADELAIDE HEALTH CENTRE | PHYSIOTHERAPY-GROUND FLOOR | STIMULATOR-MUSCLE | ODFS PACE | 3171P116 | ODSTOCK MEDICAL | PM | 1 | 25
6893 | IN SERVICE | SOL1927 | ADELAIDE HEALTH CENTRE | PHYSIOTHERAPY-GROUND FLOOR | STIMULATOR-MUSCLE | ODFS PACE | 3171P113 | ODSTOCK MEDICAL | PM | 1 | 25
6894 | IN SERVICE | SOL1928 | ADELAIDE HEALTH CENTRE | PHYSIOTHERAPY-GROUND FLOOR | STIMULATOR-MUSCLE | ODFS PACE | 3898P30 | ODSTOCK MEDICAL | PM | 1 | 25
6895 | IN SERVICE | SOL1929 | ADELAIDE HEALTH CENTRE | PHYSIOTHERAPY-GROUND FLOOR | STIMULATOR-MUSCLE | ODFS PACE | 3898P35 | ODSTOCK MEDICAL | PM | 1 | 25
6896 | IN SERVICE | SOL1930 | ADELAIDE HEALTH CENTRE | PHYSIOTHERAPY-GROUND FLOOR | STIMULATOR-MUSCLE | ODFS PACE | 3171P117 | ODSTOCK MEDICAL | PM | 1 | 25
6897 | IN SERVICE | SOL1931 | ADELAIDE HEALTH CENTRE | PHYSIOTHERAPY-GROUND FLOOR | STIMULATOR-MUSCLE | ODFS PACE | 3171P91 | ODSTOCK MEDICAL | PM | 1 | 25
6898 | IN SERVICE | SOL1932 | ADELAIDE HEALTH CENTRE | PHYSIOTHERAPY-GROUND FLOOR | STIMULATOR-MUSCLE | ODFS PACE | 3171P88 | ODSTOCK MEDICAL | PM | 1 | 25
6899 | IN SERVICE | SOL1933 | ADELAIDE HEALTH CENTRE | PHYSIOTHERAPY-GROUND FLOOR | TENS MACHINE | BIO TENS | R020310379 | HENLEYS MEDICAL SUPPLIES LTD | PM | 1 | 25
6900 | IN SERVICE | SOL1934 | ADELAIDE HEALTH CENTRE | PHYSIOTHERAPY-GROUND FLOOR | TENS MACHINE | TIGER PULSE | 891819 | RDG MEDICAL | PM | 1 | 25
6901 | IN SERVICE | SOL1935 | ADELAIDE HEALTH CENTRE | PHYSIOTHERAPY-GROUND FLOOR | STIMULATOR-FOOT | STOCK MICROSTIM 2V2 | NOT FOUND | SALISBURY HEALTHCARE | PM | 1 | 25
6902 | IN SERVICE | SOL1936 | ADELAIDE HEALTH CENTRE | PHYSIOTHERAPY-GROUND FLOOR | STIMULATOR-FOOT | ODFS III | Q135.3.05 | SALISBURY HEALTHCARE | PM | 1 | 25
6903 | IN SERVICE | SOL1937 | ADELAIDE HEALTH CENTRE | PHYSIOTHERAPY-GROUND FLOOR | STIMULATOR-FOOT | ODFS III | Q596.3.05 | SALISBURY HEALTHCARE | PM | 1 | 25
6904 | IN SERVICE | SOL1938 | ADELAIDE HEALTH CENTRE | PHYSIOTHERAPY-GROUND FLOOR | STIMULATOR-FOOT | ODFS III | Q576.3.05 | SALISBURY HEALTHCARE | PM | 1 | 25
6905 | IN SERVICE | SOL1939 | ADELAIDE HEALTH CENTRE | PHYSIOTHERAPY-GROUND FLOOR | STIMULATOR-FOOT | ODFS III | Q968.3.05 | SALISBURY HEALTHCARE | PM | 1 | 25
6906 | IN SERVICE | SOL1940 | ADELAIDE HEALTH CENTRE | PHYSIOTHERAPY-GROUND FLOOR | STIMULATOR-FOOT | ODFS III | Q630.3.05 | SALISBURY HEALTHCARE | PM | 1 | 25
6907 | IN SERVICE | SOL1943 | ADELAIDE HEALTH CENTRE | HEALTH VISITING AND SCHOOL NURSING | SCALE-BABY | 385 | 5385310105131 | SECA LTD | PM | 1 | 15
6908 | IN SERVICE | SOL1944 | ADELAIDE HEALTH CENTRE | HEALTH VISITING AND SCHOOL NURSING | SCALES | 835 | 3879 | SECA LTD | PM | 1 | 15
6909 | IN SERVICE | SOL1947 | ADELAIDE HEALTH CENTRE | HEALTH VISITING AND SCHOOL NURSING | SCALE-BABY | 1583 | 808510 | TANITA | PM | 1 | 15
6910 | IN SERVICE | SOL1950 | ADELAIDE HEALTH CENTRE | HEALTH VISITING AND SCHOOL NURSING | SCALE-BABY | 385 | 5385084092662 | SECA LTD | PM | 1 | 15
6911 | IN SERVICE | SOL1954 | EASTNEY HEALTH CENTRE | DENTAL-SURGERY ROOM | DENTAL APEX LOCATOR | APEX ID | AI161117343 | SYBRONENDO | OEM-AIH | 1 | 10
6912 | IN SERVICE | SOL1959 | EASTNEY HEALTH CENTRE | DENTAL-SURGERY ROOM | GLUCOMETER | COAGUCHEK S | UF0083327 | ROCHE DIAGNOSTICS | ASSET ONLY | 1 | NOT TO BE PRICED
6913 | IN SERVICE | SOL1963 | EASTNEY HEALTH CENTRE | DENTAL-SURGERY ROOM | DENTAL CART | MINI DENT | 98123641A | DENTRONICS | ASSET ONLY | 1 | NOT TO BE PRICED
6914 | IN SERVICE | SOL1964 | EASTNEY HEALTH CENTRE | DENTAL-SURGERY ROOM | DENTAL DRILL | ENDOMATE | B02795 | NSK | OEM-AIH | 1 | 45
6915 | IN SERVICE | SOL1965 | EASTNEY HEALTH CENTRE | DENTAL-SURGERY ROOM | PULSE OXIMETER-FINGER | 9006368 | 143219900074 | HENRY SCHEIN | OEM-AIH | 1 | 15
6916 | IN SERVICE | SOL1969 | EASTNEY HEALTH CENTRE | DENTAL-SURGERY ROOM | DENTAL SUCTION UNIT | VSA 300 | L001752 | DURR DENTAL | OEM-AIH | 1 | 400
6917 | IN SERVICE | SOL1976 | ADELAIDE HEALTH CENTRE | HEALTH VISITING AND SCHOOL NURSING | SCALES | 899 | 5899002098139 | SECA LTD | PM | 1 | 15
6918 | IN SERVICE | SOL1977 | ADELAIDE HEALTH CENTRE | HEALTH VISITING AND SCHOOL NURSING | SCALES | MS4202 | 7CT037185 | MARSDEN | PM | 1 | 15
6919 | IN SERVICE | SOL1980 | ADELAIDE HEALTH CENTRE | HEALTH VISITING AND SCHOOL NURSING | SCALES | 761 | 2761012059942 | SECA LTD | PM | 1 | 15
6920 | IN SERVICE | SOL1982 | ADELAIDE HEALTH CENTRE | HEALTH VISITING AND SCHOOL NURSING | SCALES | 877 | 5877041098943 | SECA LTD | PM | 1 | 15
6921 | IN SERVICE | SOL1984 | ADELAIDE HEALTH CENTRE | HEALTH VISITING AND SCHOOL NURSING | SCALES | 877 | 5877041098929 | SECA LTD | PM | 1 | 15
6922 | IN SERVICE | SOL1985 | ADELAIDE HEALTH CENTRE | HEALTH VISITING AND SCHOOL NURSING | SCALES | 899 | 5899006098220 | SECA LTD | PM | 1 | 15
6923 | IN SERVICE | SOL1987 | ADELAIDE HEALTH CENTRE | HEALTH VISITING AND SCHOOL NURSING | SCALES | 899 | 5899002098141 | SECA LTD | PM | 1 | 15
6924 | IN SERVICE | SOL1990 | ADELAIDE HEALTH CENTRE | HEALTH VISITING AND SCHOOL NURSING | SCALES | 899 | 5899003098190 | SECA LTD | PM | 1 | 15
6925 | IN SERVICE | SOL1996 | ADELAIDE HEALTH CENTRE | HEALTH VISITING AND SCHOOL NURSING | SCALES | 875 | 5875321151915 | SECA LTD | PM | 1 | 15
6926 | IN SERVICE | SOL1999 | ADELAIDE HEALTH CENTRE | HEALTH VISITING AND SCHOOL NURSING | SCALES | 877 | 5877041098923 | SECA LTD | PM | 1 | 15
6927 | IN SERVICE | SOL2000 | BITTERNE HEALTH CENTRE | COMMUNITY NURSING TEAM | SCALE-BABY | 385 | 5385169178123 | SECA LTD | PM | 1 | 15
6928 | IN SERVICE | SOL2001 | BITTERNE HEALTH CENTRE | COMMUNITY NURSING TEAM | SCALE-BABY | 385 | 5385169178114 | SECA LTD | PM | 1 | 15
6929 | IN SERVICE | SOL2002 | BITTERNE HEALTH CENTRE | COMMUNITY NURSING TEAM | SCALE-BABY | 385 | 5385169178117 | SECA LTD | PM | 1 | 15
6930 | IN SERVICE | SOL2003 | BITTERNE HEALTH CENTRE | COMMUNITY NURSING TEAM | SCALE-BABY | 385 | 5385169178120 | SECA LTD | PM | 1 | 15
6931 | IN SERVICE | SOL2004 | BITTERNE HEALTH CENTRE | COMMUNITY NURSING TEAM | SCALE-BABY | 385 | 5385169178119 | SECA LTD | PM | 1 | 15
6932 | IN SERVICE | SOL2005 | BITTERNE HEALTH CENTRE | COMMUNITY NURSING TEAM | SCALE-BABY | 385 | 5385169178122 | SECA LTD | PM | 1 | 15
6933 | IN SERVICE | SOL2006 | BITTERNE HEALTH CENTRE | COMMUNITY NURSING TEAM | SCALE-BABY | 385 | 5385619178121 | SECA LTD | PM | 1 | 15
6934 | IN SERVICE | SOL2008 | BITTERNE HEALTH CENTRE | COMMUNITY NURSING TEAM | SCALE-BABY | 385 | 5385619178113 | SECA LTD | PM | 1 | 15
6935 | IN SERVICE | SOL2009 | BITTERNE HEALTH CENTRE | COMMUNITY NURSING TEAM | SCALE-BABY | 385 | 5385619178118 | SECA LTD | PM | 1 | 15
6936 | IN SERVICE | SOL2010 | BITTERNE HEALTH CENTRE | COMMUNITY NURSING TEAM | SCALE-BABY | 385 | 5385619178115 | SECA LTD | PM | 1 | 15
6939 | IN SERVICE | SOL2019 | ADELAIDE HEALTH CENTRE | HEALTH VISITING AND SCHOOL NURSING | SCALES | 336 | 1336022107896 | SECA LTD | PM | 1 | 15
6940 | IN SERVICE | SOL2020 | ADELAIDE HEALTH CENTRE | HEALTH VISITING AND SCHOOL NURSING | SCALES | 835 | 5835136080772 | SECA LTD | PM | 1 | 15
6941 | IN SERVICE | SOL2028 | ADELAIDE HEALTH CENTRE | HEALTH VISITING AND SCHOOL NURSING | AUDIOMETER | AS7 | 7689 | KAMPLEX | OEM-AIH | 1 | 146
6942 | IN SERVICE | SOL2030 | ADELAIDE HEALTH CENTRE | HEALTH VISITING AND SCHOOL NURSING | AUDIOMETER | KS8 | 471118 | KAMPLEX | OEM-AIH | 1 | 146
6943 | IN SERVICE | SOL2042 | ST JAMES HOSPITAL | THE LIMES-BROOKER UNIT | PULSE OXIMETER-FINGER | V202 | V202002583 | DARAY | PM | 1 | 15
6944 | IN SERVICE | SOL2045 | TWO SAINTS DAY CENTRE | HOMELESS HEALTH TEAM-TWO SAINTS DAY | BLOOD PRESSURE MONITOR | WATCH | 25160795 | MICROLIFE HEALTH | PM | 1 | 8
6945 | IN SERVICE | SOL2047 | TWO SAINTS DAY CENTRE | HOMELESS HEALTH TEAM-TWO SAINTS DAY | GLUCOMETER | NEXUS GLUCO RX | 42771172300129 | TAIDOC TECHNOLOGY | ASSET ONLY | 1 | NOT TO BE PRICED
6946 | IN SERVICE | SOL2051 | TWO SAINTS DAY CENTRE | HOMELESS HEALTH TEAM-TWO SAINTS DAY | BREATH ANALYSER | MARK X | 103534 | ALCOVISOR | PM | 1 | 95
6947 | IN SERVICE | SOL2052 | TWO SAINTS DAY CENTRE | HOMELESS HEALTH TEAM-TWO SAINTS DAY | GLUCOMETER | FREESTYLE OPTIUM NEO | LBMW020S02090 | ABBOTS MEDICAL | ASSET ONLY | 1 | NOT TO BE PRICED
6948 | IN SERVICE | SOL2056 | TWO SAINTS DAY CENTRE | HOMELESS HEALTH TEAM-TWO SAINTS DAY | SCALE-BABY | 385 | 5385105094006 | SECA LTD | PM | 1 | 15
6949 | IN SERVICE | SOL2060 | TWO SAINTS DAY CENTRE | HOMELESS HEALTH TEAM-TWO SAINTS DAY | PULSE OXIMETER-FINGER | FINGER | NOT FOUND | NONIN | PM | 1 | 15
6950 | IN SERVICE | SOL2251 | TWO SAINTS DAY CENTRE | HOMELESS HEALTH TEAM-TWO SAINTS DAY | PULSE OXIMETER-FINGER | FINGER | NOT FOUND | NONIN | PM | 1 | 15
6951 | IN SERVICE | SOL2256 | TWO SAINTS DAY CENTRE | HOMELESS HEALTH TEAM-TWO SAINTS DAY | HEIGHT MEASURE | LEICESTER | NOT FOUND | MARSDEN | INSPECTION ONLY | 1 | 15
6952 | IN SERVICE | SOL2257 | TWO SAINTS DAY CENTRE | HOMELESS HEALTH TEAM-TWO SAINTS DAY | MEDICAL FRIDGE | PE207C | 41000010444441700 | LEC MEDICAL | PM | 1 | NOT TO BE PRICED
6953 | IN SERVICE | SOL2258 | TWO SAINTS DAY CENTRE | HOMELESS HEALTH TEAM-TWO SAINTS DAY | SCALE-BABY | 385 | 5385336168032 | SECA LTD | PM | 1 | 15
6954 | IN SERVICE | SOL2259 | TWO SAINTS DAY CENTRE | HOMELESS HEALTH TEAM-TWO SAINTS DAY | BREATH ANALYSER | MARK X | 106762 | ALCOVISOR | PM | 1 | 95
6955 | IN SERVICE | SOL2266 | ADELAIDE HEALTH CENTRE | CHILDREN COMMUNITY NURSING TEAM-LEVEL 2 | FLOWMETER-O2-SINGLE | 816-0003 | 105F36980 | BPR MEDICAL | PM | 1 | 5
6956 | IN SERVICE | SOL2267 | ADELAIDE HEALTH CENTRE | CHILDREN COMMUNITY NURSING TEAM-LEVEL 2 | FLOWMETER-O2-SINGLE | 816-0003 | 204F43765 | CARNET MEDICAL | PM | 1 | 5
6957 | IN SERVICE | SOL2268 | ADELAIDE HEALTH CENTRE | CHILDREN COMMUNITY NURSING TEAM-LEVEL 2 | PULSE OXIMETER-HANDHELD | N65 | P11807668 | NELLCOR | PM | 1 | 55
6958 | IN SERVICE | SOL2269 | ADELAIDE HEALTH CENTRE | CHILDREN COMMUNITY NURSING TEAM-LEVEL 2 | PULSE OXIMETER-HANDHELD | N65 | G05880857 | NELLCOR | PM | 1 | 55
6959 | IN SERVICE | SOL2270 | ADELAIDE HEALTH CENTRE | CHILDREN COMMUNITY NURSING TEAM-LEVEL 2 | ASPIRATOR | LSU | 78260961590 | LAERDAL MEDICAL | PM | 1 | 25
6960 | IN SERVICE | SOL2274 | ADELAIDE HEALTH CENTRE | CHILDREN COMMUNITY NURSING TEAM-LEVEL 2 | FLOWMETER-O2-SINGLE | 817-0001 | 006F27110 | CARNET MEDICAL | PM | 1 | 5
6961 | IN SERVICE | SOL2275 | ADELAIDE HEALTH CENTRE | CHILDREN COMMUNITY NURSING TEAM-LEVEL 2 | VENTILATOR | NIPPY JUNIOR+ | 11007 | BREAS MEDICAL | PM | 1 | 250
6962 | IN SERVICE | SOL2283 | SEMBAL HOUSE | RAPID RESPONSE TEAM-OFFICE | SCALES | M430 | 21507896 | MARSDEN | PM | 1 | 15
6964 | IN SERVICE | SOL2285 | SEMBAL HOUSE | RAPID RESPONSE TEAM-OFFICE | SCALES | M430 | 21616109 | MARSDEN | PM | 1 | 15
6965 | IN SERVICE | SOL2286 | SEMBAL HOUSE | RAPID RESPONSE TEAM-OFFICE | THERMOMETER | THERMOSCAN | 30314K36940 | BRAUN | PM | 1 | 15
6966 | IN SERVICE | SOL2290 | SEMBAL HOUSE | RAPID RESPONSE TEAM-OFFICE | GLUCOMETER | NEXUS GLUCO RX | 4277113190053850 | TAIDOC TECHNOLOGY | ASSET ONLY | 1 | NOT TO BE PRICED
6967 | IN SERVICE | SOL2293 | SEMBAL HOUSE | RAPID RESPONSE TEAM-OFFICE | THERMOMETER | THERMOSCAN | 11213K03235 | BRAUN | PM | 1 | 15
6968 | IN SERVICE | SOL2296 | SEMBAL HOUSE | RAPID RESPONSE TEAM-OFFICE | GLUCOMETER | NEXUS GLUCO RX | 4277113190035820 | TAIDOC TECHNOLOGY | ASSET ONLY | 1 | NOT TO BE PRICED
6969 | IN SERVICE | SOL2303 | ADELAIDE HEALTH CENTRE | HEALTH VISITING AND SCHOOL NURSING | SCALES | 834 | 6IT030981 | SECA LTD | PM | 1 | 15
6970 | IN SERVICE | SOL2304 | TWO SAINTS DAY CENTRE | HOMELESS HEALTH TEAM-TWO SAINTS DAY | SCALE-BABY | 385 | 5385127136330 | SECA LTD | PM | 1 | 15
6971 | IN SERVICE | SOL2310 | ADELAIDE HEALTH CENTRE | HEALTH VISITING AND SCHOOL NURSING | SCALES | 835 | 9223 | SECA LTD | PM | 1 | 15
6972 | IN SERVICE | SOL2317 | ROYAL SOUTH HANTS HOSPITAL | INPATIENT THERAPY-CLINICAL STAFF | PATIENT TRANSFER AID | SARA STEADY | 810709 | ARJO HUNTLEIGH | PM | 1 | 70
6973 | IN SERVICE | SOL2318 | ROYAL SOUTH HANTS HOSPITAL | INPATIENT THERAPY-CLINICAL STAFF | WHEELCHAIR | BEN NG | FM1403000283 | INVACARE | PM | 1 | 20
6974 | IN SERVICE | SOL2319 | ROYAL SOUTH HANTS HOSPITAL | INPATIENT THERAPY-CLINICAL STAFF | WHEELCHAIR | LOMAX | U8H192012104013 | SUNRISE MEDICAL | PM | 1 | 20
6975 | IN SERVICE | SOL2320 | ROYAL SOUTH HANTS HOSPITAL | INPATIENT THERAPY-CLINICAL STAFF | WHEELCHAIR | BEN NG | HL120301253 | INVACARE | PM | 1 | 20
6976 | IN SERVICE | SOL2321 | ROYAL SOUTH HANTS HOSPITAL | INPATIENT THERAPY-CLINICAL STAFF | STANDING AID | GCB4100 | 812001950 | ARJO HUNTLEIGH | PM | 1 | 70
6978 | IN SERVICE | SOL2323 | ROYAL SOUTH HANTS HOSPITAL | INPATIENT THERAPY-CLINICAL STAFF | HOIST-STANDING | RELIANT 350 | 13BSZ100071 | INVACARE | OEM-MEDACO | 1 | 90
6981 | IN SERVICE | SOL2326 | ROYAL SOUTH HANTS HOSPITAL | INPATIENT THERAPY-CLINICAL STAFF | HEIGHT MEASURE | LEICESTER | NOT FOUND | MARSDEN | INSPECTION ONLY | 1 | 15
6982 | IN SERVICE | SOL2327 | ROYAL SOUTH HANTS HOSPITAL | INPATIENT THERAPY-CLINICAL STAFF | PATIENT TRANSFER AID | 411973300 | 4863 | ETAC | PM | 1 | 70
6984 | IN SERVICE | SOL2329 | ROYAL SOUTH HANTS HOSPITAL | INPATIENT THERAPY-CLINICAL STAFF | PATIENT TRANSFER AID | NOT KNOWN | 4643 | PERSON & SON LTD | PM | 1 | 70
6985 | IN SERVICE | SOL2330 | ROYAL SOUTH HANTS HOSPITAL | INPATIENT THERAPY-CLINICAL STAFF | CHAIR-TILTING | DELTA 500 | NOT FOUND | KIRTON HEALTHCARE | PM | 1 | 45
6986 | IN SERVICE | SOL2331 | ROYAL SOUTH HANTS HOSPITAL | INPATIENT THERAPY-CLINICAL STAFF | CHAIR-TILTING | DELTA 500 | NOT FOUND | KIRTON HEALTHCARE | PM | 1 | 45
6987 | IN SERVICE | SOL2332 | ROYAL SOUTH HANTS HOSPITAL | INPATIENT THERAPY-CLINICAL STAFF | CHAIR-TILTING | DELTA 500 | NOT FOUND | KIRTON HEALTHCARE | PM | 1 | 45
6988 | IN SERVICE | SOL2333 | ROYAL SOUTH HANTS HOSPITAL | INPATIENT THERAPY-CLINICAL STAFF | PLINTH | 2 SECTION | 40/E/WP/5197/213 | PLINTH MEDICAL | PM | 1 | 35
6989 | IN SERVICE | SOL2334 | ROYAL SOUTH HANTS HOSPITAL | INPATIENT THERAPY-CLINICAL STAFF | BLOOD PRESSURE MONITOR | M2BASIC | 20140605813VG | OMRON HEALTHCARE | PM | 1 | 8
6990 | IN SERVICE | SOL2335 | ROYAL SOUTH HANTS HOSPITAL | INPATIENT THERAPY-CLINICAL STAFF | PULSE OXIMETER-FINGER | JPD-500D | 8426500D06286 | MEASUPRO | PM | 1 | 15
6991 | IN SERVICE | SOL2336 | ROYAL SOUTH HANTS HOSPITAL | INPATIENT THERAPY-CLINICAL STAFF | BLOOD PRESSURE MONITOR | M2BASIC | 20140605818VG | OMRON HEALTHCARE | PM | 1 | 8
6992 | IN SERVICE | SOL2337 | ROYAL SOUTH HANTS HOSPITAL | INPATIENT THERAPY-CLINICAL STAFF | PULSE OXIMETER-FINGER | 9006368 | 142319900161 | HENRY SCHEIN | PM | 1 | 15
6993 | IN SERVICE | SOL2338 | ROYAL SOUTH HANTS HOSPITAL | INPATIENT THERAPY-CLINICAL STAFF | PULSE OXIMETER-FINGER | JPD-500D | 8426500D06281 | MEASUPRO | PM | 1 | 15
6994 | IN SERVICE | SOL2339 | ROYAL SOUTH HANTS HOSPITAL | INPATIENT THERAPY-CLINICAL STAFF | PULSE OXIMETER-FINGER | JPD-500D | 8426500D06278 | MEASUPRO | PM | 1 | 15
6995 | IN SERVICE | SOL2347 | ROYAL SOUTH HANTS HOSPITAL | BRAMBLES WARD-UPPER BRAMBLES | MATTRESS | NB 3082 | NB336703 | ARJO HUNTLEIGH | PM | 1 | 45
6996 | IN SERVICE | SOL2348 | ROYAL SOUTH HANTS HOSPITAL | BRAMBLES WARD-UPPER BRAMBLES | WHEELCHAIR | U9H1917BLK12MSF | U9H192016022013 | SUNRISE MEDICAL | PM | 1 | 20
6997 | IN SERVICE | SOL2349 | ROYAL SOUTH HANTS HOSPITAL | BRAMBLES WARD-UPPER BRAMBLES | MATTRESS | NB 3082 | NB344136 | ARJO HUNTLEIGH | PM | 1 | 45
6998 | IN SERVICE | SOL2353 | ROYAL SOUTH HANTS HOSPITAL | BRAMBLES WARD-UPPER BRAMBLES | MATTRESS | NB 3082 | NB354753 | ARJO HUNTLEIGH | PM | 1 | 45
6999 | IN SERVICE | SOL2355 | ROYAL SOUTH HANTS HOSPITAL | BRAMBLES WARD-UPPER BRAMBLES | SUCTION REGULATOR | 6-1229 | GFHL51343 | DATEX OHMEDA | PM | 1 | 12
7000 | IN SERVICE | SOL2356 | ROYAL SOUTH HANTS HOSPITAL | BRAMBLES WARD-UPPER BRAMBLES | SUCTION REGULATOR | 6-1229 | GFHL51338 | DATEX OHMEDA | PM | 1 | 12
7001 | IN SERVICE | SOL2357 | ROYAL SOUTH HANTS HOSPITAL | BRAMBLES WARD-UPPER BRAMBLES | SUCTION REGULATOR | 6-1229 | GFHL51409 | DATEX OHMEDA | PM | 1 | 12
7002 | IN SERVICE | SOL2358 | ROYAL SOUTH HANTS HOSPITAL | BRAMBLES WARD-UPPER BRAMBLES | SUCTION REGULATOR | 6-1229 | GFHL51410 | DATEX OHMEDA | PM | 1 | 12
7003 | IN SERVICE | SOL2359 | ROYAL SOUTH HANTS HOSPITAL | BRAMBLES WARD-UPPER BRAMBLES | SUCTION REGULATOR | 6-1229 | GFHK51968 | DATEX OHMEDA | PM | 1 | 12
7004 | IN SERVICE | SOL2360 | ROYAL SOUTH HANTS HOSPITAL | BRAMBLES WARD-UPPER BRAMBLES | SUCTION REGULATOR | 6-1229 | GFHK51760 | DATEX OHMEDA | PM | 1 | 12
7005 | IN SERVICE | SOL2361 | ROYAL SOUTH HANTS HOSPITAL | BRAMBLES WARD-UPPER BRAMBLES | FLOWMETER-O2-SINGLE | HI FLOW (6-1229) | AHEK53715 | DATEX OHMEDA | PM | 1 | 5
7006 | IN SERVICE | SOL2362 | ROYAL SOUTH HANTS HOSPITAL | BRAMBLES WARD-UPPER BRAMBLES | FLOWMETER-O2-SINGLE | HI FLOW (6-1229) | AHEK53737 | DATEX OHMEDA | PM | 1 | 5
7007 | IN SERVICE | SOL2363 | ROYAL SOUTH HANTS HOSPITAL | BRAMBLES WARD-UPPER BRAMBLES | FLOWMETER-O2-SINGLE | HI FLOW (6-1229) | AHEK53724 | DATEX OHMEDA | PM | 1 | 5
7008 | IN SERVICE | SOL2364 | ROYAL SOUTH HANTS HOSPITAL | BRAMBLES WARD-UPPER BRAMBLES | FLOWMETER-O2-SINGLE | HI FLOW (6-1229) | AHEK53731 | DATEX OHMEDA | PM | 1 | 5
7009 | IN SERVICE | SOL2366 | ROYAL SOUTH HANTS HOSPITAL | DIABETES CENTRE-COPD | CALIBRATION SYRINGE | 36-SM2125 | 95386549 | CAREFUSION | PM | 1 | 175
7010 | IN SERVICE | SOL2367 | ROYAL SOUTH HANTS HOSPITAL | DIABETES CENTRE-COPD | SCALES | 875 | 5875301149824 | SECA LTD | PM | 1 | 15
7011 | IN SERVICE | SOL2372 | ROYAL SOUTH HANTS HOSPITAL | DIABETES CENTRE-PODIATRY | THERMOMETER | BK8005 | NOT FOUND | BOKANG | PM | 1 | 15
7012 | IN SERVICE | SOL2374 | ROYAL SOUTH HANTS HOSPITAL | DIABETES CENTRE-PODIATRY | PRINTER | DPU-414 | 3027313B | HUNTLEIGH HEALTHCARE | PM | 1 | 10
7013 | IN SERVICE | SOL2376 | ROYAL SOUTH HANTS HOSPITAL | DIABETES CENTRE-PODIATRY | BLOOD PRESSURE MONITOR | ACC188 | 4036977 | WELCH ALLYN | PM | 1 | 8
7014 | IN SERVICE | SOL2378 | ROYAL SOUTH HANTS HOSPITAL | DIABETES CENTRE-COPD | BLOOD PRESSURE MONITOR | M6 AC | NOT FOUND | OMRON HEALTHCARE | PM | 1 | 8
7015 | IN SERVICE | SOL2380 | ROYAL SOUTH HANTS HOSPITAL | DIABETES CENTRE-COPD | PULSE OXIMETER-FINGER | MD300C2 | 162202001308 | BEIJING CHOICE ELECTRONICS | PM | 1 | 15
7016 | IN SERVICE | SOL2384 | ROYAL SOUTH HANTS HOSPITAL | NICHOLSTOWN SURGERY | BLOOD PRESSURE MONITOR | MICARDIS | NOT FOUND | MICARDIS | PM | 1 | 8
7017 | IN SERVICE | SOL2385 | ROYAL SOUTH HANTS HOSPITAL | NICHOLSTOWN SURGERY | PULSE OXIMETER-FINGER | CMS50DL | 17021300277 | CONTEC MEDICAL | PM | 1 | 15
7018 | IN SERVICE | SOL2387 | ROYAL SOUTH HANTS HOSPITAL | NICHOLSTOWN SURGERY | BATTERY CHARGER | NOT KNOWN | NOT FOUND | OPTICAR | PM | 1 | 5
7019 | IN SERVICE | SOL2388 | ROYAL SOUTH HANTS HOSPITAL | NICHOLSTOWN SURGERY | GLUCOMETER | NEXUS GLUCO RX | 4277115350047410 | TAIDOC TECHNOLOGY | ASSET ONLY | 1 | NOT TO BE PRICED
7020 | IN SERVICE | SOL2389 | ROYAL SOUTH HANTS HOSPITAL | NICHOLSTOWN SURGERY | GLUCOMETER | FREESTYLE FREEDOM LITE | CEMP116-M3520 | ABBOTS MEDICAL | ASSET ONLY | 1 | NOT TO BE PRICED
7021 | IN SERVICE | SOL2390 | ROYAL SOUTH HANTS HOSPITAL | NICHOLSTOWN SURGERY | PLINTH | 3 SECTION | 503EOC14171705B | PLINTH MEDICAL | PM | 1 | 35
7022 | IN SERVICE | SOL2391 | ROYAL SOUTH HANTS HOSPITAL | NICHOLSTOWN SURGERY | SCALES | 761 | 2761067131331 | SECA LTD | PM | 1 | 15
7023 | IN SERVICE | SOL2392 | ROYAL SOUTH HANTS HOSPITAL | NICHOLSTOWN SURGERY | STADIOMETER | LEICESTER HEIGHT MEASURE | NOT FOUND | INVICTA PLASTICS LTD | INSPECTION ONLY | 1 | 15
7024 | IN SERVICE | SOL2394 | ROYAL SOUTH HANTS HOSPITAL | NICHOLSTOWN SURGERY | BATTERY CHARGER | NOT KNOWN | NOT FOUND | OPTICAR | PM | 1 | 5
7025 | IN SERVICE | SOL2395 | ROYAL SOUTH HANTS HOSPITAL | NICHOLSTOWN SURGERY | PULSE OXIMETER-FINGER | FINGERPRINT | AD06010108 | SMITHS MEDICAL | PM | 1 | 15
7026 | IN SERVICE | SOL2399 | ROYAL SOUTH HANTS HOSPITAL | NICHOLSTOWN SURGERY | GLUCOMETER | NEXUS GLUCO RX | 427711721024788D | TAIDOC TECHNOLOGY | ASSET ONLY | 1 | NOT TO BE PRICED
7027 | IN SERVICE | SOL2401 | ROYAL SOUTH HANTS HOSPITAL | NICHOLSTOWN SURGERY | PLINTH | 3 SECTION | 503EOC14171707B | PLINTH MEDICAL | PM | 1 | 35
7028 | IN SERVICE | SOL2402 | ROYAL SOUTH HANTS HOSPITAL | NICHOLSTOWN SURGERY | HEIGHT MEASURE | LEICESTER | NOT FOUND | SECA LTD | INSPECTION ONLY | 1 | 15
7029 | IN SERVICE | SOL2403 | ROYAL SOUTH HANTS HOSPITAL | NICHOLSTOWN SURGERY | THERMOMETER | THERMOSCAN | 19813K02193 | BRAUN | PM | 1 | 15
7030 | IN SERVICE | SOL2405 | ROYAL SOUTH HANTS HOSPITAL | NICHOLSTOWN SURGERY | GLUCOMETER | NEXUS MINI ULTRA | 4141117170069780 | TAIDOC TECHNOLOGY | ASSET ONLY | 1 | NOT TO BE PRICED
7031 | IN SERVICE | SOL2409 | ROYAL SOUTH HANTS HOSPITAL | NICHOLSTOWN SURGERY | THERMOMETER | THERMOSCAN PRO 4000 | NOT FOUND | BRAUN | PM | 1 | 15
7032 | IN SERVICE | SOL2411 | ROYAL SOUTH HANTS HOSPITAL | NICHOLSTOWN SURGERY | HEIGHT MEASURE | LEICESTER | 76452169 | SECA LTD | INSPECTION ONLY | 1 | 15
7033 | IN SERVICE | SOL2412 | ROYAL SOUTH HANTS HOSPITAL | NICHOLSTOWN SURGERY | PLINTH | 2 SECTION | IPS-24009 | ARJO HUNTLEIGH | PM | 1 | 35
7034 | IN SERVICE | SOL2413 | ADELAIDE HEALTH CENTRE | GP SURGERY | LIGHT-EXAMINATION | X100 LED | NOT FOUND | DARAY | PM | 1 | 10
7035 | IN SERVICE | SOL2414 | ROYAL SOUTH HANTS HOSPITAL | NICHOLSTOWN SURGERY | GLUCOMETER | NEXUS GLUCO RX | 427711721024787C | TAIDOC TECHNOLOGY | ASSET ONLY | 1 | NOT TO BE PRICED
7036 | IN SERVICE | SOL2418 | ROYAL SOUTH HANTS HOSPITAL | NICHOLSTOWN SURGERY | BLOOD PRESSURE MONITOR | RI-SAN | 91041541 | RIESTER RUDOLF | PM | 1 | 8
7037 | IN SERVICE | SOL2420 | ROYAL SOUTH HANTS HOSPITAL | NICHOLSTOWN SURGERY | HEIGHT MEASURE | LEICESTER | NOT FOUND | SECA LTD | INSPECTION ONLY | 1 | 15
7038 | IN SERVICE | SOL2421 | ROYAL SOUTH HANTS HOSPITAL | NICHOLSTOWN SURGERY | STADIOMETER | NOT KNOWN | NOT FOUND | A DEC | INSPECTION ONLY | 1 | 15
7039 | IN SERVICE | SOL2422 | ROYAL SOUTH HANTS HOSPITAL | NICHOLSTOWN SURGERY | PULSE OXIMETER-FINGER | GO2 | 501468017 | NONIN | PM | 1 | 15
7040 | IN SERVICE | SOL2423 | ROYAL SOUTH HANTS HOSPITAL | NICHOLSTOWN SURGERY | STADIOMETER | LEICESTER HEIGHT MEASURE | NOT FOUND | INVICTA PLASTICS LTD | INSPECTION ONLY | 1 | 15
7041 | IN SERVICE | SOL2425 | ROYAL SOUTH HANTS HOSPITAL | NICHOLSTOWN SURGERY | LIGHT-EXAMINATION | 20743-X | 1308001 | PROVITA MEDICAL | PM | 1 | 10
7042 | IN SERVICE | SOL2426 | ROYAL SOUTH HANTS HOSPITAL | NICHOLSTOWN SURGERY | PLINTH | 2 SECTION | NOT FOUND | PORTSMOUTH SURGICAL EQUIPMENT | PM | 1 | 35
7043 | IN SERVICE | SOL2433 | ROYAL SOUTH HANTS HOSPITAL | NICHOLSTOWN SURGERY | GLUCOMETER | NEXUS GLUCO RX | 4277116340135730 | TAIDOC TECHNOLOGY | ASSET ONLY | 1 | NOT TO BE PRICED
7044 | IN SERVICE | SOL2434 | ROYAL SOUTH HANTS HOSPITAL | NICHOLSTOWN SURGERY | GLUCOMETER | NEXUS GLUCO RX | 427711634013577A | TAIDOC TECHNOLOGY | ASSET ONLY | 1 | NOT TO BE PRICED
7045 | IN SERVICE | SOL2436 | ROYAL SOUTH HANTS HOSPITAL | NICHOLSTOWN SURGERY | LIGHT-EXAMINATION | X100 LED | NOT FOUND | DARAY | PM | 1 | 10
7046 | IN SERVICE | SOL2438 | ROYAL SOUTH HANTS HOSPITAL | NICHOLSTOWN SURGERY | SCALES | 888 | 1888209060570 | SECA LTD | PM | 1 | 15
7047 | IN SERVICE | SOL2439 | ROYAL SOUTH HANTS HOSPITAL | NICHOLSTOWN SURGERY | PULSE OXIMETER-FINGER | GO2 | 501654053 | NONIN | PM | 1 | 15
7048 | IN SERVICE | SOL2441 | ROYAL SOUTH HANTS HOSPITAL | NICHOLSTOWN SURGERY | STADIOMETER | NOT KNOWN | NOT FOUND | A DEC | INSPECTION ONLY | 1 | 15
7049 | IN SERVICE | SOL2444 | ROYAL SOUTH HANTS HOSPITAL | NICHOLSTOWN SURGERY | HEIGHT MEASURE | LEICESTER | 8813226130438 | SECA LTD | INSPECTION ONLY | 1 | 15
7050 | IN SERVICE | SOL2445 | ROYAL SOUTH HANTS HOSPITAL | NICHOLSTOWN SURGERY | GLUCOMETER | NEXUS GLUCO RX | 4277117230059230 | TAIDOC TECHNOLOGY | ASSET ONLY | 1 | NOT TO BE PRICED
7051 | IN SERVICE | SOL2448 | ROYAL SOUTH HANTS HOSPITAL | NICHOLSTOWN SURGERY | GLUCOMETER | NEXUS GLUCO RX | 4277117230012860 | TAIDOC TECHNOLOGY | ASSET ONLY | 1 | NOT TO BE PRICED
7052 | IN SERVICE | SOL2451 | ROYAL SOUTH HANTS HOSPITAL | NICHOLSTOWN SURGERY | NEBULISER | AC2000 | 67235207 | MEDISAVE | PM | 1 | 15
7053 | IN SERVICE | SOL2455 | ROYAL SOUTH HANTS HOSPITAL | NICHOLSTOWN SURGERY | SCALES | 376 | 5376302165184 | SECA LTD | PM | 1 | 15
7054 | IN SERVICE | SOL2456 | ROYAL SOUTH HANTS HOSPITAL | NICHOLSTOWN SURGERY | GLUCOMETER | NEXUS GLUCO RX | 4277117230012830 | TAIDOC TECHNOLOGY | ASSET ONLY | 1 | NOT TO BE PRICED
7055 | IN SERVICE | SOL2458 | ROYAL SOUTH HANTS HOSPITAL | NICHOLSTOWN SURGERY | OPHTHALMOSCOPE | STANDARD OPHTHALMOSCOPE | 39805 | KEELER | PM | 1 | 5
7056 | IN SERVICE | SOL2459 | ROYAL SOUTH HANTS HOSPITAL | NICHOLSTOWN SURGERY | MEDICAL FRIDGE | RLDF1010 | 751211210736PW-LC | LABCOLD | PM | 1 | NOT TO BE PRICED
7057 | IN SERVICE | SOL2465 | ROYAL SOUTH HANTS HOSPITAL | NICHOLSTOWN SURGERY | GLUCOMETER | NEXUS GLUCO RX | 42771152200825E | TAIDOC TECHNOLOGY | ASSET ONLY | 1 | NOT TO BE PRICED
7058 | IN SERVICE | SOL2466 | ROYAL SOUTH HANTS HOSPITAL | NICHOLSTOWN SURGERY | GLUCOMETER | NEXUS GLUCO RX | 4277115040212850 | TAIDOC TECHNOLOGY | ASSET ONLY | 1 | NOT TO BE PRICED
7059 | IN SERVICE | SOL2467 | ROYAL SOUTH HANTS HOSPITAL | NICHOLSTOWN SURGERY | GLUCOMETER | NEXUS GLUCO RX | 4277116340135740 | TAIDOC TECHNOLOGY | ASSET ONLY | 1 | NOT TO BE PRICED
7060 | IN SERVICE | SOL2474 | ROYAL SOUTH HANTS HOSPITAL | DENTAL-CLEAN UTILITY ROOM | BLOOD PRESSURE MONITOR | R3 | 20091201233LF | OMRON HEALTHCARE | OEM-AIH | 1 | 8
7061 | IN SERVICE | SOL2475 | ROYAL SOUTH HANTS HOSPITAL | DENTAL-CLEAN UTILITY ROOM | PULSE OXIMETER-FINGER | GO2 | 501096008 | NONIN | OEM-AIH | 1 | 15
7062 | IN SERVICE | SOL2485 | ROYAL SOUTH HANTS HOSPITAL | DENTAL-SURGERY 2 | DENTAL CHAIR | CLEO-DENTAL CHAIR | NOT FOUND | BELMONT | OEM-AIH | 1 | 200
7063 | IN SERVICE | SOL2486 | ROYAL SOUTH HANTS HOSPITAL | DENTAL-SURGERY 2 | DENTAL CART | CLEO-DENTAL CART | AU06G0215 | BELMONT | OEM-AIH | 1 | 110
7064 | IN SERVICE | SOL2489 | ROYAL SOUTH HANTS HOSPITAL | DENTAL-SURGERY 2 | DENTAL SUCTION UNIT | VS 300 | U006327 | DURR DENTAL | OEM-AIH | 1 | 400
7065 | IN SERVICE | SOL2491 | ROYAL SOUTH HANTS HOSPITAL | DENTAL-SURGERY 2 | SCALES | 830/4186 | NOT FOUND | EKS | OEM-AIH | 1 | 70
7066 | IN SERVICE | SOL2494 | ROYAL SOUTH HANTS HOSPITAL | DENTAL-SURGERY 1 | PULSE OXIMETER-FINGER | GO2 | 201096012 | NONIN | OEM-AIH | 1 | 15
7067 | IN SERVICE | SOL2498 | ROYAL SOUTH HANTS HOSPITAL | DENTAL-SURGERY 1 | DENTAL SPITOON | VOYAGER II-SPITOON | AS05L0040 | BELMONT | OEM-AIH | 1 | 110
7068 | IN SERVICE | SOL2501 | ROYAL SOUTH HANTS HOSPITAL | DENTAL-SURGERY 1 | DENTAL SUCTION UNIT | VS 300 | U006331 | DURR DENTAL | OEM-AIH | 1 | 400
7069 | IN SERVICE | SOL2503 | ROYAL SOUTH HANTS HOSPITAL | DENTAL-SURGERY 1 | GLUCOMETER | ACCU-CHEK PERFORMA | 55205892393 | ROCHE DIAGNOSTICS | ASSET ONLY | 1 | NOT TO BE PRICED
7070 | IN SERVICE | SOL2510 | ROYAL SOUTH HANTS HOSPITAL | DENTAL-STORE ROOM | WHEELCHAIR | FORTUNA 1023 HD | 08/1023/13/00095 | TINAMELNIK | OEM-AIH | 1 | 25
7071 | IN SERVICE | SOL2512 | ROYAL SOUTH HANTS HOSPITAL | DENTAL-STORE ROOM | AIR COMPRESSOR | MINI BOX 24/10 | 7163529 | MGF | OEM-AIH | 1 | 550
7072 | IN SERVICE | SOL2517 | ROYAL SOUTH HANTS HOSPITAL | COMMUNITY NURSING TEAM | BLOOD PRESSURE MONITOR | ANEROID | 130300394 | ACCOSON | PM | 1 | 8
7073 | IN SERVICE | SOL2518 | ROYAL SOUTH HANTS HOSPITAL | COMMUNITY NURSING TEAM | BLOOD PRESSURE MONITOR | M6 AC | 20140901400VG | OMRON HEALTHCARE | PM | 1 | 8
7074 | IN SERVICE | SOL2519 | ROYAL SOUTH HANTS HOSPITAL | COMMUNITY NURSING TEAM | THERMOMETER | THERMOSCAN | 18315K31602 | BRAUN | PM | 1 | 15
7075 | IN SERVICE | SOL2523 | ROYAL SOUTH HANTS HOSPITAL | COMMUNITY NURSING TEAM | GLUCOMETER | GLUCOMEN LX PLUS | D143950188XL | MENARINI A DIAGNOSTICS SRL | ASSET ONLY | 1 | NOT TO BE PRICED
7076 | IN SERVICE | SOL2524 | BROADCAST HOUSE | COMMUNITY NURSING TEAM | OPHTHALMOSCOPE | STANDARD OPHTHALMOSCOPE | NOT FOUND | KEELER | PM | 1 | 5
7077 | IN SERVICE | SOL2525 | ROYAL SOUTH HANTS HOSPITAL | COMMUNITY NURSING TEAM | OPHTHALMOSCOPE | STANDARD OPHTHALMOSCOPE | NOT FOUND | KEELER | PM | 1 | 5
7078 | IN SERVICE | SOL2526 | ROYAL SOUTH HANTS HOSPITAL | COMMUNITY NURSING TEAM | GLUCOMETER | NEXUS GLUCO RX | 427711721024776A | TAIDOC TECHNOLOGY | ASSET ONLY | 1 | NOT TO BE PRICED
7079 | IN SERVICE | SOL2529 | ROYAL SOUTH HANTS HOSPITAL | COMMUNITY NURSING TEAM | DOPPLER | D900 | KAME3-06636 | HUNTLEIGH HEALTHCARE | PM | 1 | 30
7080 | IN SERVICE | SOL2532 | ROYAL SOUTH HANTS HOSPITAL | COMMUNITY NURSING TEAM | OPHTHALMOSCOPE | STANDARD OPHTHALMOSCOPE | NOT FOUND | KEELER | PM | 1 | 5
7081 | IN SERVICE | SOL2534 | ROYAL SOUTH HANTS HOSPITAL | COMMUNITY NURSING TEAM | SCALES | 875 | 5875197147210 | SECA LTD | PM | 1 | 15
7082 | IN SERVICE | SOL2535 | ROYAL SOUTH HANTS HOSPITAL | COMMUNITY NURSING TEAM | SCALES | 875 | 5875150146639 | SECA LTD | PM | 1 | 15
7083 | IN SERVICE | SOL2536 | ROYAL SOUTH HANTS HOSPITAL | COMMUNITY NURSING TEAM | SCALES | 761 | 2761012059936 | SECA LTD | PM | 1 | 15
7084 | IN SERVICE | SOL2537 | ROYAL SOUTH HANTS HOSPITAL | COMMUNITY NURSING TEAM | SCALES | 875 | 5875232116407 | SECA LTD | PM | 1 | 15
7085 | IN SERVICE | SOL2543 | SEMBAL HOUSE | RAPID RESPONSE TEAM-OFFICE | PULSE OXIMETER-FINGER | MD300C2 | 170702000490 | BEIJING CHOICE ELECTRONICS | PM | 1 | 15
7086 | IN SERVICE | SOL2544 | SEMBAL HOUSE | RAPID RESPONSE TEAM-OFFICE | GLUCOMETER | NEXUS GLUCO RX | 4277117250088120 | TAIDOC TECHNOLOGY | ASSET ONLY | 1 | NOT TO BE PRICED
7087 | IN SERVICE | SOL2546 | SEMBAL HOUSE | RAPID RESPONSE TEAM-OFFICE | PULSE OXIMETER-FINGER | MD300C2 | 170702000489 | BEIJING CHOICE ELECTRONICS | PM | 1 | 15
7088 | IN SERVICE | SOL2548 | SEMBAL HOUSE | RAPID RESPONSE TEAM-OFFICE | GLUCOMETER | NEXUS GLUCO RX | 4277116340120680 | TAIDOC TECHNOLOGY | ASSET ONLY | 1 | NOT TO BE PRICED
7089 | IN SERVICE | SOL2549 | SEMBAL HOUSE | RAPID RESPONSE TEAM-OFFICE | GLUCOMETER | NEXUS GLUCO RX | 4277116260057420 | TAIDOC TECHNOLOGY | ASSET ONLY | 1 | NOT TO BE PRICED
7090 | IN SERVICE | SOL2553 | SEMBAL HOUSE | RAPID RESPONSE TEAM-OFFICE | GLUCOMETER | NEXUS GLUCO RX | 4277116260057440 | TAIDOC TECHNOLOGY | ASSET ONLY | 1 | NOT TO BE PRICED
7091 | IN SERVICE | SOL2554 | SEMBAL HOUSE | RAPID RESPONSE TEAM-OFFICE | GLUCOMETER | NEXUS GLUCO RX | 427711319003598C | TAIDOC TECHNOLOGY | ASSET ONLY | 1 | NOT TO BE PRICED
7092 | IN SERVICE | SOL2557 | SEMBAL HOUSE | RAPID RESPONSE TEAM-OFFICE | GLUCOMETER | NEXUS GLUCO RX | 4277116340120750 | TAIDOC TECHNOLOGY | ASSET ONLY | 1 | NOT TO BE PRICED
7093 | IN SERVICE | SOL2561 | SEMBAL HOUSE | RAPID RESPONSE TEAM-OFFICE | GLUCOMETER | NEXUS GLUCO RX | 427711319005398C | TAIDOC TECHNOLOGY | ASSET ONLY | 1 | NOT TO BE PRICED
7095 | IN SERVICE | SOL2567 | SEMBAL HOUSE | RAPID RESPONSE TEAM-OFFICE | THERMOMETER | THERMOSCAN | 09913K00535 | BRAUN | PM | 1 | 15
7096 | IN SERVICE | SOL2568 | SEMBAL HOUSE | RAPID RESPONSE TEAM-OFFICE | THERMOMETER | THERMOSCAN | 14615K02109 | BRAUN | PM | 1 | 15
7097 | IN SERVICE | SOL2571 | SEMBAL HOUSE | RAPID RESPONSE TEAM-OFFICE | GLUCOMETER | NEXUS GLUCO RX | 427711319005379B | TAIDOC TECHNOLOGY | ASSET ONLY | 1 | NOT TO BE PRICED
7098 | IN SERVICE | SOL2572 | SEMBAL HOUSE | RAPID RESPONSE TEAM-OFFICE | PULSE OXIMETER-FINGER | 300CSE | NOT FOUND | BEIJING CHOICE ELECTRONICS | PM | 1 | 15
7099 | IN SERVICE | SOL2573 | SEMBAL HOUSE | RAPID RESPONSE TEAM-OFFICE | SPHYGMOMANOMETER | SHOCK RESISTANT | 131119155811 | WELCH ALLYN | PM | 1 | 8
7100 | IN SERVICE | SOL2574 | SEMBAL HOUSE | RAPID RESPONSE TEAM-OFFICE | THERMOMETER | THERMOSCAN | 16513K04386 | BRAUN | PM | 1 | 15
7101 | IN SERVICE | SOL2575 | SEMBAL HOUSE | RAPID RESPONSE TEAM-OFFICE | GLUCOMETER | NEXUS GLUCO RX | 4277113190053940 | TAIDOC TECHNOLOGY | ASSET ONLY | 1 | NOT TO BE PRICED
7102 | IN SERVICE | SOL2576 | SEMBAL HOUSE | RAPID RESPONSE TEAM-OFFICE | GLUCOMETER | NEXUS GLUCO RX | 4277116260057500 | TAIDOC TECHNOLOGY | ASSET ONLY | 1 | NOT TO BE PRICED
7103 | IN SERVICE | SOL2578 | SEMBAL HOUSE | RAPID RESPONSE TEAM-OFFICE | PULSE OXIMETER-FINGER | MPULSE IMPACT | NOT FOUND | MERLIN MEDICAL | PM | 1 | 15
7104 | IN SERVICE | SOL2581 | SEMBAL HOUSE | RAPID RESPONSE TEAM-OFFICE | GLUCOMETER | NEXUS GLUCO RX | 427711725008815A | TAIDOC TECHNOLOGY | ASSET ONLY | 1 | NOT TO BE PRICED
7105 | IN SERVICE | SOL2584 | SEMBAL HOUSE | RAPID RESPONSE TEAM-OFFICE | PULSE OXIMETER-FINGER | MD300CF3 | NOT FOUND | BEIJING CHOICE ELECTRONICS | PM | 1 | 15
7106 | IN SERVICE | SOL2585 | SEMBAL HOUSE | RAPID RESPONSE TEAM-OFFICE | THERMOMETER | ACT8000 | 1146470 | ZEAL | PM | 1 | 15
7107 | IN SERVICE | SOL2586 | SEMBAL HOUSE | RAPID RESPONSE TEAM-OFFICE | SPHYGMOMANOMETER | SHOCK RESISTANT | 131119150534 | WELCH ALLYN | PM | 1 | 8
7108 | IN SERVICE | SOL2587 | SEMBAL HOUSE | RAPID RESPONSE TEAM-OFFICE | THERMOMETER | ACT8000 | 1146460 | ZEAL | PM | 1 | 15
7109 | IN SERVICE | SOL2588 | SEMBAL HOUSE | RAPID RESPONSE TEAM-OFFICE | PULSE OXIMETER-FINGER | MPULSE IMPACT | NOT FOUND | MERLIN MEDICAL | PM | 1 | 15
7110 | IN SERVICE | SOL2590 | SEMBAL HOUSE | RAPID RESPONSE TEAM-OFFICE | GLUCOMETER | NEXUS GLUCO RX | 4277115180086040 | TAIDOC TECHNOLOGY | ASSET ONLY | 1 | NOT TO BE PRICED
7111 | IN SERVICE | SOL2591 | ROYAL SOUTH HANTS HOSPITAL | COMMUNITY PAEDIATRIC MEDICAL SERVICES | PLINTH | 2 SECTION | NOT FOUND | MEDI PLINTH | PM | 1 | 35
7112 | IN SERVICE | SOL2592 | ROYAL SOUTH HANTS HOSPITAL | COMMUNITY PAEDIATRIC MEDICAL SERVICES | PLINTH | 2 SECTION | NOT FOUND | MEDI PLINTH | PM | 1 | 35
7113 | IN SERVICE | SOL2594 | ROYAL SOUTH HANTS HOSPITAL | COMMUNITY PAEDIATRIC MEDICAL SERVICES | SCALE-BABY | 850BT MK III | BT/0461D1 | FARADAY | PM | 1 | 15
7114 | IN SERVICE | SOL2595 | ROYAL SOUTH HANTS HOSPITAL | COMMUNITY PAEDIATRIC MEDICAL SERVICES | HEIGHT MEASURE | LEICESTER | NOT FOUND | SECA LTD | INSPECTION ONLY | 1 | 15
7115 | IN SERVICE | SOL2596 | ROYAL SOUTH HANTS HOSPITAL | COMMUNITY PAEDIATRIC MEDICAL SERVICES | SCALES | 877 | 5877289104101 | SECA LTD | PM | 1 | 15
7116 | IN SERVICE | SOL2597 | ROYAL SOUTH HANTS HOSPITAL | COMMUNITY PAEDIATRIC MEDICAL SERVICES | BLOOD PRESSURE MONITOR | ANEROID | NOT FOUND | ACCOSON | PM | 1 | 8
7117 | IN SERVICE | SOL2598 | ROYAL SOUTH HANTS HOSPITAL | COMMUNITY PAEDIATRIC MEDICAL SERVICES | BLOOD PRESSURE MONITOR | ANEROID | NOT FOUND | ACCOSON | PM | 1 | 8
7118 | IN SERVICE | SOL2599 | ROYAL SOUTH HANTS HOSPITAL | COMMUNITY PAEDIATRIC MEDICAL SERVICES | BLOOD PRESSURE MONITOR | M6 AC | 20100403665VF | OMRON HEALTHCARE | PM | 1 | 8
7119 | IN SERVICE | SOL2600 | ROYAL SOUTH HANTS HOSPITAL | COMMUNITY PAEDIATRIC MEDICAL SERVICES | OTOSCOPE | STANDARD | 41477 | KEELER | PM | 1 | 5
7120 | IN SERVICE | SOL2601 | ROYAL SOUTH HANTS HOSPITAL | COMMUNITY PAEDIATRIC MEDICAL SERVICES | LIGHT-EXAMINATION | DHLL204UM | 05879-13 | WALDMANN | PM | 1 | 10
7121 | IN SERVICE | SOL2603 | ROYAL SOUTH HANTS HOSPITAL | COMMUNITY PAEDIATRIC MEDICAL SERVICES | SCALES | 580 | 76451381 | SECA LTD | PM | 1 | 15
7122 | IN SERVICE | SOL2604 | SOLENT MEDICAL SERVICES | COMMUNITY WELLBEING TEAM | SCALES | 761 | 2604 | SECA LTD | PM | 1 | 15
7123 | IN SERVICE | SOL2605 | ROYAL SOUTH HANTS HOSPITAL | COMMUNITY PAEDIATRIC MEDICAL SERVICES | SCALES | 877 | 5877289104143 | SECA LTD | PM | 1 | 15
7124 | IN SERVICE | SOL2606 | ADELAIDE HEALTH CENTRE | COMMUNITY PAEDIATRIC MEDICAL SERVICES-LEVEL 2 | HEIGHT MEASURE | LEICESTER | NOT FOUND | MARSDEN | INSPECTION ONLY | 1 | 15
7125 | IN SERVICE | SOL2607 | ROYAL SOUTH HANTS HOSPITAL | FANSHAWE WARD | HOIST-BATH | AR31200-GB | SEE0350323 | ARJO HUNTLEIGH | OEM-MEDACO | 1 | 142
7126 | IN SERVICE | SOL2608 | ROYAL SOUTH HANTS HOSPITAL | FANSHAWE WARD | HOIST-CEILING | GEMINI | A11/08/18BFBF/HD | LIFTECH | OEM-MEDACO | 1 | 142
7127 | IN SERVICE | SOL2613 | ROYAL SOUTH HANTS HOSPITAL | FANSHAWE WARD | SUCTION REGULATOR | HIGH SUCTION | 3283 | THERAPY EQUIPMENT | PM | 1 | 12
7128 | IN SERVICE | SOL2628 | ROYAL SOUTH HANTS HOSPITAL | FANSHAWE WARD | MATTRESS | NB 3082 | NB340037 | ARJO HUNTLEIGH | PM | 1 | 45
7129 | IN SERVICE | SOL2640 | ST JAMES HOSPITAL | THE TURNER CENTRE-OUTPATIENTS | BLOOD PRESSURE MONITOR | UB-351 | 5150801652 | A&D INSTRUMENTS | PM | 1 | 8
7130 | IN SERVICE | SOL2647 | ROMSEY HOSPITAL | DENTAL-DENTAL CLINIC | AIR COMPRESSOR | VTS75D | NOT FOUND | BAMBI AIR LTD | OEM-AIH | 1 | 550
7131 | IN SERVICE | SOL2648 | ROMSEY HOSPITAL | DENTAL-DENTAL CLINIC | DENTAL X RAY VIEWER | MINI VIEWER | NOT FOUND | VELOPEX | OEM-AIH | 1 | 25
7132 | IN SERVICE | SOL2649 | ROMSEY HOSPITAL | DENTAL-DENTAL CLINIC | DENTAL ULTRASONIC BATH | HYGEA 2 | UEM20621 | ULTRAWAVE | OEM-AIH | 1 | 45
7133 | IN SERVICE | SOL2651 | ROMSEY HOSPITAL | DENTAL-DENTAL CLINIC | DENTAL HOT AIR BLOWER | SAFE AIR | 1505257 | CARBOLITE | OEM-AIH | 1 | 20
7134 | IN SERVICE | SOL2656 | ROMSEY HOSPITAL | DENTAL-DENTAL CLINIC | DENTAL SUCTION UNIT | VS 300 | U005579 | DURR DENTAL | OEM-AIH | 1 | 400
7135 | IN SERVICE | SOL2662 | ROMSEY HOSPITAL | DENTAL-DENTAL CLINIC | DENTAL SPITOON | VOYAGER I-SPITOON | NOT FOUND | BELMONT | OEM-AIH | 1 | 110
7136 | IN SERVICE | SOL2663 | ROMSEY HOSPITAL | DENTAL-DENTAL CLINIC | DENTAL LIGHT | VOYAGER I-DENTAL LIGHT | NOT FOUND | BELMONT | OEM-AIH | 1 | 8
7137 | IN SERVICE | SOL2671 | ROMSEY HOSPITAL | PODIATRY-PODIATRY CLINIC | THERMOMETER | BK8005 | NOT FOUND | BOKANG | PM | 1 | 15
7138 | IN SERVICE | SOL2672 | ROMSEY HOSPITAL | PODIATRY-PODIATRY CLINIC | THERMOMETER | GENTLE TEMP 510 | 20131201458UF | OMRON HEALTHCARE | PM | 1 | 15
7139 | IN SERVICE | SOL2673 | ROMSEY HOSPITAL | PODIATRY-PODIATRY CLINIC | GLUCOMETER | OMNITEST 3 | GAA3UKNJ00829 | B BRAUN MEDICAL | ASSET ONLY | 1 | NOT TO BE PRICED
7140 | IN SERVICE | SOL2674 | MEDINA HOUSE | COMMUNITY NURSING-FIRST FLOOR | NEBULISER | PORTA-NEB | 09A7480720 | PHILIPS HEALTHCARE | PM | 1 | 15
7141 | IN SERVICE | SOL2681 | HYTHE HOSPITAL | DENTAL-SURGERY 1 | LIGHT-EXAMINATION | HI LIGHT | NOT FOUND | VELOPEX | OEM-AIH | 1 | 8
7142 | IN SERVICE | SOL2682 | HYTHE HOSPITAL | DENTAL-SURGERY 1 | DENTAL SUCTION UNIT | VS 300 | U006011 | DURR DENTAL | OEM-AIH | 1 | 400
7144 | IN SERVICE | SOL2686 | HYTHE HOSPITAL | DENTAL-SURGERY 1 | DENTAL CART | CLESTA II | DUA060069 | BELMONT | OEM-AIH | 1 | 110
7145 | IN SERVICE | SOL2691 | HYTHE HOSPITAL | DENTAL-DIRTY UTILITY ROOM | INCUBATOR-TEST SAMPLE | 1401 | 10032314 | ALBERT BROWNE LTD | OEM-AIH | 1 | 90
7146 | IN SERVICE | SOL2692 | HYTHE HOSPITAL | DENTAL-DIRTY UTILITY ROOM | DENTAL CART | 2562 | A718307 | A-DEC DENTAL | ASSET ONLY | 1 | NOT TO BE PRICED
7147 | IN SERVICE | SOL2693 | HYTHE HOSPITAL | DENTAL-DIRTY UTILITY ROOM | LIGHT-EXAMINATION | OPTICA 388W | 26427/1 | BRANDON MEDICAL | OEM-AIH | 1 | 8
7148 | IN SERVICE | SOL2696 | HYTHE HOSPITAL | DENTAL-DIRTY UTILITY ROOM | PRINTER | WP-P610 | P618100071 | NITRAM | OEM-AIH | 1 | 10
7149 | IN SERVICE | SOL2697 | HYTHE HOSPITAL | DENTAL-DIRTY UTILITY ROOM | PRINTER | S'PRINT-S | NOT FOUND | CUSTOM | OEM-AIH | 1 | 10
7150 | IN SERVICE | SOL2698 | HYTHE HOSPITAL | DENTAL-DIRTY UTILITY ROOM | DENTAL RO SYSTEM | BIOPURE 7/15 | NOT FOUND | ELGA LABWATER | ASSET ONLY | 1 | NOT TO BE PRICED
7151 | IN SERVICE | SOL2701 | HYTHE HOSPITAL | DENTAL-DIRTY UTILITY ROOM | GLUCOMETER | ACCU-CHEK PERFORMA | 55205886648 | ROCHE DIAGNOSTICS | ASSET ONLY | 1 | NOT TO BE PRICED
7152 | IN SERVICE | SOL2703 | HYTHE HOSPITAL | DENTAL-DIRTY UTILITY ROOM | BLOOD PRESSURE MONITOR | R3 | 20091201238LF | OMRON HEALTHCARE | OEM-AIH | 1 | 8
7153 | IN SERVICE | SOL2704 | HYTHE HOSPITAL | DENTAL-DIRTY UTILITY ROOM | PULSE OXIMETER-FINGER | GO2 | 501078233 | NONIN | OEM-AIH | 1 | 15
7154 | IN SERVICE | SOL2705 | HYTHE HOSPITAL | DENTAL-DIRTY UTILITY ROOM | PULSE OXIMETER-FINGER | 9006368 | 143219900052 | HENRY SCHEIN | OEM-AIH | 1 | 15
7155 | IN SERVICE | SOL2711 | HYTHE HOSPITAL | DENTAL-SURGERY 2 | DENTAL SPITOON | AXCS | NOT FOUND | DENTALEZ | OEM-AIH | 1 | 110
7156 | IN SERVICE | SOL2713 | HYTHE HOSPITAL | DENTAL-SURGERY 2 | DENTAL DRILL | MK/T | 424/6.95 | GAMBERINI SRL | OEM-AIH | 1 | 45
7157 | IN SERVICE | SOL2719 | HYTHE HOSPITAL | PODIATRY-TREATMENT ROOM | THERMOMETER | BK8005 | NOT FOUND | BOKANG | PM | 1 | 15
7158 | IN SERVICE | SOL2720 | HYTHE HOSPITAL | PODIATRY-TREATMENT ROOM | THERMOMETER | GENTLE TEMP 510 | 20131201452UF | OMRON HEALTHCARE | PM | 1 | 15
7160 | IN SERVICE | SOL2736 | PETERSFIELD COMMUNITY HOSPITAL | DENTAL-SURGERY 1 | GLUCOMETER | ACCU-CHEK PERFORMA | 55207853131 | ROCHE DIAGNOSTICS | ASSET ONLY | 1 | NOT TO BE PRICED
7161 | IN SERVICE | SOL2739 | PETERSFIELD COMMUNITY HOSPITAL | DENTAL-SURGERY 1 | DENTAL CART | CLESTA II | FB16E0083 | BELMONT | ASSET ONLY | 1 | NOT TO BE PRICED
7162 | IN SERVICE | SOL2742 | PETERSFIELD COMMUNITY HOSPITAL | DENTAL-SURGERY 1 | DENTAL CHAIR | CLESTA-DENTAL CHAIR | DST090082 | BELMONT | ASSET ONLY | 5 | NOT TO BE PRICED
7163 | IN SERVICE | SOL2745 | PETERSFIELD COMMUNITY HOSPITAL | DENTAL-SURGERY 2 | DENTAL SPITOON | CVS PLUS | NOT FOUND | TRIDAC LTD | OEM-AIH | 1 | 110
7164 | IN SERVICE | SOL2749 | PETERSFIELD COMMUNITY HOSPITAL | DENTAL-SURGERY 2 | DENTAL CART | CLESTA II | FB16G0097 | BELMONT | OEM-AIH | 1 | 110
7165 | IN SERVICE | SOL2751 | PETERSFIELD COMMUNITY HOSPITAL | DENTAL-SURGERY 2 | DENTAL X RAY VIEWER | MINI VIEWER | NOT FOUND | VELOPEX | OEM-AIH | 1 | 25
7166 | IN SERVICE | SOL2753 | PETERSFIELD COMMUNITY HOSPITAL | DENTAL-SURGERY 2 | THERMOMETER | GENTLE TEMP 510 | 20100504712UF | OMRON HEALTHCARE | OEM-AIH | 1 | 15
7167 | IN SERVICE | SOL2769 | PETERSFIELD COMMUNITY HOSPITAL | DENTAL-SURGERY 2 | DENTAL SPITOON | CLESTA-SPITTON | FB07B0161 | BELMONT | OEM-AIH | 1 | 110
7168 | IN SERVICE | SOL2773 | PETERSFIELD COMMUNITY HOSPITAL | DENTAL-SURGERY 2 | DENTAL SEDATION SYSTEM | MATRIX MDM | D3S2-10071 | PORTER | ASSET ONLY | 1 | NOT TO BE PRICED
7169 | IN SERVICE | SOL2774 | PETERSFIELD COMMUNITY HOSPITAL | DENTAL-SURGERY 2 | DENTAL SCAVENGING UNIT | MINISCAV | 11487 | RA MEDICAL | ASSET ONLY | 1 | NOT TO BE PRICED
7170 | IN SERVICE | SOL2785 | PETERSFIELD COMMUNITY HOSPITAL | DENTAL-X-RAY ROOM | DENTAL X RAY PAN ORAL | PM 2002 EC | 11504 | PLANMECA | ASSET ONLY | 1 | NOT TO BE PRICED
7171 | IN SERVICE | SOL2786 | PETERSFIELD COMMUNITY HOSPITAL | DENTAL-DENTAL CLINIC | AIR COMPRESSOR | VT150D | NOT FOUND | BAMBI AIR LTD | OEM-AIH | 1 | 550
7172 | IN SERVICE | SOL2791 | HAVANT HEALTH CENTRE | DENTAL-SURGERY 2 | PULSE OXIMETER-FINGER | 9006368 | 143219900448 | HENRY SCHEIN | OEM-AIH | 1 | 15
7173 | IN SERVICE | SOL2795 | HAVANT HEALTH CENTRE | DENTAL-SURGERY 2 | DENTAL SUCTION UNIT | VS 300 | ASD090096 | DURR DENTAL | ASSET ONLY | 5 | NOT TO BE PRICED
7174 | IN SERVICE | SOL2796 | HAVANT HEALTH CENTRE | DENTAL-SURGERY 2 | DENTAL LIGHT | 10-500 | CGB100133 | BELMONT | OEM-AIH | 1 | 8
7175 | IN SERVICE | SOL2797 | HAVANT HEALTH CENTRE | DENTAL-SURGERY 2 | DENTAL CART | VOYAGER II-DENTAL CART | AUD090126 | BELMONT | ASSET ONLY | 1 | NOT TO BE PRICED
7177 | IN SERVICE | SOL2803 | HAVANT HEALTH CENTRE | DENTAL ROOM | DENTAL SPITOON | CLESTA-SPITTON | FBS11012 | BELMONT | OEM-AIH | 1 | 110
7178 | IN SERVICE | SOL2804 | HAVANT HEALTH CENTRE | DENTAL-SURGERY 3 | DENTAL CHAIR | CLESTA-DENTAL CHAIR | 8080125 | BELMONT | OEM-AIH | 1 | 200
7179 | IN SERVICE | SOL2806 | HAVANT HEALTH CENTRE | DENTAL-SURGERY 1 | DENTAL X RAY FILM PROCESSOR | INTRA-X | NOT FOUND | VELOPEX | OEM-AIH | 1 | 25
7181 | IN SERVICE | SOL2809 | HAVANT HEALTH CENTRE | DENTAL-SURGERY 1 | DENTAL CURING LIGHT | OPTIMA 10 | L15B0183H2 | BA INTERNATIONAL | OEM-AIH | 1 | 15
7182 | IN SERVICE | SOL2814 | HAVANT HEALTH CENTRE | DENTAL-SURGERY 1 | DENTAL CHAIR | VOYAGER-DENTAL CHAIR | DSA060079 | BELMONT | ASSET ONLY | 5 | NOT TO BE PRICED
7183 | IN SERVICE | SOL2815 | HAVANT HEALTH CENTRE | DENTAL-SURGERY 1 | DENTAL CART | VOYAGER I-DENTAL CART | DUA060070 | BELMONT | ASSET ONLY | 1 | NOT TO BE PRICED
7184 | IN SERVICE | SOL2818 | HAVANT HEALTH CENTRE | DENTAL-X-RAY ROOM | DENTAL SEDATION SYSTEM | MATRIX MDM | 203R-1967 | PORTER | ASSET ONLY | 1 | NOT TO BE PRICED
7185 | IN SERVICE | SOL2822 | HAVANT HEALTH CENTRE | DENTAL-X-RAY ROOM | DENTAL CHAIR | SAPPHIRE | 7833-16 | STERLING | ASSET ONLY | 1 | NOT TO BE PRICED
7186 | IN SERVICE | SOL2831 | HAVANT HEALTH CENTRE | DENTAL-DECONTAMINATION ROOM | DENTAL HOT AIR BLOWER | SAFE AIR | 5498 | CARBOLITE | OEM-AIH | 1 | 20
7188 | IN SERVICE | SOL2845 | HAVANT HEALTH CENTRE | DENTAL-DARK ROOM | DENTAL X RAY DIGITAL READER | CR7400 | SN060509036 | CARESTREAM HEALTHCARE | ASSET ONLY | 1 | NOT TO BE PRICED
7190 | IN SERVICE | SOL2849 | ROYAL SOUTH HANTS HOSPITAL | DENTAL-DIRTY UTILITY ROOM | DENTAL SCAVENGING UNIT | MINISCAV | 013/645 | RA MEDICAL | ASSET ONLY | 1 | NOT TO BE PRICED
7191 | IN SERVICE | SOL2851 | ROYAL SOUTH HANTS HOSPITAL | DENTAL-DIRTY UTILITY ROOM | DENTAL ULTRASONIC BATH | HYGEA 2 | UEM20826 | ULTRAWAVE | OEM-AIH | 1 | 45
7192 | IN SERVICE | SOL2852 | ROYAL SOUTH HANTS HOSPITAL | COMMUNITY NURSING TEAM | THERMOMETER | THERMOSCAN | 23615K37623 | BRAUN | PM | 1 | 15
7193 | IN SERVICE | SOL2853 | ROYAL SOUTH HANTS HOSPITAL | COMMUNITY NURSING TEAM | THERMOMETER | THERMOSCAN | 23615K37630 | BRAUN | PM | 1 | 15
7194 | IN SERVICE | SOL2854 | ROYAL SOUTH HANTS HOSPITAL | COMMUNITY NURSING TEAM | THERMOMETER | THERMOSCAN | 23115K34193 | BRAUN | PM | 1 | 15
7195 | IN SERVICE | SOL2855 | ROYAL SOUTH HANTS HOSPITAL | COMMUNITY NURSING TEAM | THERMOMETER | THERMOSCAN | 23615K37633 | BRAUN | PM | 1 | 15
7196 | IN SERVICE | SOL2856 | ROYAL SOUTH HANTS HOSPITAL | COMMUNITY NURSING TEAM | THERMOMETER | THERMOSCAN | 22115K46412 | BRAUN | PM | 1 | 15
7197 | IN SERVICE | SOL2857 | ROYAL SOUTH HANTS HOSPITAL | COMMUNITY NURSING TEAM | THERMOMETER | THERMOSCAN | 23315K40075 | BRAUN | PM | 1 | 15
7198 | IN SERVICE | SOL2859 | ST JAMES HOSPITAL | ADULT MENTAL HEALTH-MAPLE WARD | PULSE OXIMETER-FINGER | BCI 3301 | BB08081119 | SMITHS MEDICAL | PM | 1 | 15
7199 | IN SERVICE | SOL2860 | ST MARY'S COMMUNITY HEALTH CAMPUS | PORTSMOUTH REHAB AND REABLEMENT TEAM - PRRT | PULSE OXIMETER-FINGER | MD300C19 | 162701900971 | BEIJING CHOICE ELECTRONICS | PM | 1 | 15
7200 | IN SERVICE | SOL2875 | ALDERSHOT CENTRE FOR HEALTH | SEXUAL HEALTH | BLOOD PRESSURE MONITOR | NOT KNOWN | NOT FOUND | RIESTER RUDOLF | PM | 1 | 8
7201 | IN SERVICE | SOL2886 | ALDERSHOT CENTRE FOR HEALTH | SEXUAL HEALTH | SCALES | 460 | 606 | SALTER MEDICAL | PM | 1 | 15
7202 | IN SERVICE | SOL2889 | ALDERSHOT CENTRE FOR HEALTH | SEXUAL HEALTH | HEIGHT MEASURE | LEICESTER | NOT FOUND | SECA LTD | INSPECTION ONLY | 1 | 15
7203 | IN SERVICE | SOL2893 | ROYAL SOUTH HANTS HOSPITAL | SEXUAL HEALTH | PRINTER-ULTRASOUND | UP-D897 | 84209 | SONY | OEM-AIH | 1 | 10
7204 | IN SERVICE | SOL2894 | ROYAL SOUTH HANTS HOSPITAL | SEXUAL HEALTH | TROLLEY-ULTRASOUND | DVI MINI DOCK | 0350LL | SONOSITE | OEM-AIH | 1 | 20
7205 | IN SERVICE | SOL2895 | ALDERSHOT CENTRE FOR HEALTH | SEXUAL HEALTH | HEIGHT MEASURE | LEICESTER | NOT FOUND | SECA LTD | INSPECTION ONLY | 1 | 15
7206 | IN SERVICE | SOL2933 | ST MARY'S COMMUNITY HEALTH CAMPUS | COMMUNITY NURSING TEAM | GLUCOMETER | FREESTYLE OPTIUM NEO | LAMV360S00930 | ABBOTS MEDICAL | ASSET ONLY | 1 | NOT TO BE PRICED
7207 | IN SERVICE | SOL2940 | ST MARY'S COMMUNITY HEALTH CAMPUS | COMMUNITY NURSING TEAM | GLUCOMETER | FREESTYLE OPTIMUM | XEMS140-P11A2 | ABBOTS MEDICAL | ASSET ONLY | 1 | NOT TO BE PRICED
7208 | IN SERVICE | SOL2944 | ST MARY'S COMMUNITY HEALTH CAMPUS | COMMUNITY NURSING TEAM | GLUCOMETER | OPTIUM XCEED | XCMR189-P0E39 | ABBOTS MEDICAL | ASSET ONLY | 1 | NOT TO BE PRICED
7209 | IN SERVICE | SOL2949 | ST MARY'S COMMUNITY HEALTH CAMPUS | COMMUNITY NURSING TEAM | GLUCOMETER | FREESTYLE OPTIUM NEO | LAMV149S02173 | ABBOTS MEDICAL | ASSET ONLY | 1 | NOT TO BE PRICED
7210 | IN SERVICE | SOL2951 | HYTHE HOSPITAL | DENTAL-SURGERY ROOM | DENTAL X RAY VIEWER | MINI VIEWER | 5903-10-87 | VELOPEX | OEM-AIH | 1 | 25
7211 | IN SERVICE | SOL2952 | NEW MILTON HEALTH CENTRE | DENTAL-SURGERY ROOM | DENTAL SUCTION UNIT | VS 300 | U005523 | DURR DENTAL | OEM-AIH | 1 | 400
7212 | IN SERVICE | SOL2958 | NEW MILTON HEALTH CENTRE | DENTAL-SURGERY ROOM | DENTAL SPITOON | CLESTA-SPITTON | DSB050085 | BELMONT | ASSET ONLY | 5 | NOT TO BE PRICED
7213 | IN SERVICE | SOL2963 | NEW MILTON HEALTH CENTRE | DENTAL-SURGERY ROOM | GLUCOMETER | ACCU-CHEK PERFORMA | 55204319173 | ROCHE DIAGNOSTICS | ASSET ONLY | 1 | NOT TO BE PRICED
7214 | IN SERVICE | SOL2964 | NEW MILTON HEALTH CENTRE | DENTAL-SURGERY ROOM | DEFIBRILLATOR-AED | HEARTSTART FR2 | 1111890716 | PHILIPS HEALTHCARE | ASSET ONLY | 1 | NOT TO BE PRICED
7215 | IN SERVICE | SOL2965 | NEW MILTON HEALTH CENTRE | DENTAL-DECONTAMINATION ROOM | DENTAL DRILL | TCM ENDO | GD3053 | NOUVAG | OEM-AIH | 1 | 45
7216 | IN SERVICE | SOL2971 | NEW MILTON HEALTH CENTRE | DENTAL-DECONTAMINATION ROOM | INCUBATOR-TEST SAMPLE | 1401 | 10032364 | ALBERT BROWNE LTD | OEM-AIH | 1 | 90
7217 | IN SERVICE | SOL2972 | NEW MILTON HEALTH CENTRE | DENTAL-DECONTAMINATION ROOM | DENTAL ULTRASONIC CLEANER | HYGEA 1250 VP | H36102 | ULTRAWAVE | OEM-AIH | 1 | 45
7218 | IN SERVICE | SOL2973 | NEW MILTON HEALTH CENTRE | DENTAL-DECONTAMINATION ROOM | DENTAL ULTRASONIC BATH | HYGEA 2 | UEM20820 | ULTRAWAVE | OEM-AIH | 1 | 45
7219 | IN SERVICE | SOL2974 | NEW MILTON HEALTH CENTRE | DENTAL-DECONTAMINATION ROOM | LIGHT-EXAMINATION | OPTICA 388W | 26427/6 | BRANDON MEDICAL | OEM-AIH | 1 | 8
7220 | IN SERVICE | SOL2976 | NEW MILTON HEALTH CENTRE | DENTAL-DECONTAMINATION ROOM | PRINTER | WP-P610 | P618133343 | NITRAM | OEM-AIH | 1 | 10
7221 | IN SERVICE | SOL2977 | EASTNEY HEALTH CENTRE | DENTAL-SURGERY ROOM | PULSE OXIMETER-FINGER | GO2 | 501096013 | NONIN | OEM-AIH | 1 | 15
7222 | IN SERVICE | SOL2978 | NEW MILTON HEALTH CENTRE | DENTAL-DARK ROOM | AIR COMPRESSOR | VTS75D | NOVS75D-00034 | BAMBI AIR LTD | OEM-AIH | 1 | 550
7223 | IN SERVICE | SOL2981 | NEW MILTON HEALTH CENTRE | PODIATRY-CLINIC 3 | LIGHT-EXAMINATION | LHH10 | NOT FOUND | LUXO LTD | PM | 1 | 10
7224 | IN SERVICE | SOL2983 | BITTERNE HEALTH CENTRE | COMMUNITY NURSING TEAM | BLOOD PRESSURE MONITOR | DS54 | 170303233017 | WELCH ALLYN | PM | 1 | 8
7225 | IN SERVICE | SOL2984 | BITTERNE HEALTH CENTRE | COMMUNITY NURSING TEAM | BLOOD PRESSURE MONITOR | DS54 | 170413102747 | WELCH ALLYN | PM | 1 | 8
7226 | IN SERVICE | SOL2985 | BITTERNE HEALTH CENTRE | COMMUNITY NURSING TEAM | BLOOD PRESSURE MONITOR | DS54 | 170303232639 | WELCH ALLYN | PM | 1 | 8
7227 | IN SERVICE | SOL2986 | BITTERNE HEALTH CENTRE | COMMUNITY NURSING TEAM | BLOOD PRESSURE MONITOR | DS54 | 170413103909 | WELCH ALLYN | PM | 1 | 8
7228 | IN SERVICE | SOL2987 | BITTERNE HEALTH CENTRE | COMMUNITY NURSING TEAM | BLOOD PRESSURE MONITOR | DS54 | 170413144707 | WELCH ALLYN | PM | 1 | 8
7229 | IN SERVICE | SOL2988 | ROYAL SOUTH HANTS HOSPITAL | COMMUNITY NURSING TEAM | BLOOD PRESSURE MONITOR | DS54 | 170301073839 | WELCH ALLYN | PM | 1 | 8
7230 | IN SERVICE | SOL2989 | BITTERNE HEALTH CENTRE | COMMUNITY NURSING TEAM | BLOOD PRESSURE MONITOR | DS54 | 170413101858 | WELCH ALLYN | PM | 1 | 8
7231 | IN SERVICE | SOL2990 | BITTERNE HEALTH CENTRE | COMMUNITY NURSING TEAM | BLOOD PRESSURE MONITOR | DS54 | 170413123228 | WELCH ALLYN | PM | 1 | 8
7232 | IN SERVICE | SOL2991 | ROYAL SOUTH HANTS HOSPITAL | COMMUNITY NURSING TEAM | BLOOD PRESSURE MONITOR | DS54 | 170413105717 | WELCH ALLYN | PM | 1 | 8
7233 | IN SERVICE | SOL2992 | BITTERNE HEALTH CENTRE | COMMUNITY NURSING TEAM | BLOOD PRESSURE MONITOR | DS54 | 170303235728 | WELCH ALLYN | PM | 1 | 8
7234 | IN SERVICE | SOL2993 | BITTERNE HEALTH CENTRE | COMMUNITY NURSING TEAM | BLOOD PRESSURE MONITOR | DS54 | 170413103857 | WELCH ALLYN | PM | 1 | 8
7235 | IN SERVICE | SOL2994 | BITTERNE HEALTH CENTRE | COMMUNITY NURSING TEAM | BLOOD PRESSURE MONITOR | DS54 | 170413102608 | WELCH ALLYN | PM | 1 | 8
7236 | IN SERVICE | SOL2995 | BITTERNE HEALTH CENTRE | COMMUNITY NURSING TEAM | BLOOD PRESSURE MONITOR | DS54 | 170304001157 | WELCH ALLYN | PM | 1 | 8
7237 | IN SERVICE | SOL2996 | BITTERNE HEALTH CENTRE | COMMUNITY NURSING TEAM | BLOOD PRESSURE MONITOR | DS54 | 170410093729 | WELCH ALLYN | PM | 1 | 8
7238 | IN SERVICE | SOL2997 | BITTERNE HEALTH CENTRE | COMMUNITY NURSING TEAM | BLOOD PRESSURE MONITOR | DS54 | 170303232537 | WELCH ALLYN | PM | 1 | 8
7239 | IN SERVICE | SOL2998 | WESTERN COMMUNITY HOSPITAL | SNOWDON WARD-MAIN BLOCK | VITAL SIGNS MONITOR | 420 SERIES | (21)201705181 | WELCH ALLYN | PM | 1 | 55
7240 | IN SERVICE | SOL2999 | WESTERN COMMUNITY HOSPITAL | SNOWDON WARD-MAIN BLOCK | COMPRESSION UNIT | FLOWTRON ACS900 | 1700018536 | ARJO HUNTLEIGH | PM | 1 | 95
7241 | IN SERVICE | SOL3000 | BITTERNE HEALTH CENTRE | DENTAL-STORE ROOM | DENTAL SCAVENGING UNIT | MINISCAV | 11489 | RA MEDICAL | ASSET ONLY | 1 | NOT TO BE PRICED
7242 | IN SERVICE | SOL3003 | OAK PARK COMMUNITY CLINIC | PODIATRY-PODIATRY CLINIC | PLINTH | A6341 | IPS-23590 | ARJO HUNTLEIGH | PM | 1 | 35
7243 | IN SERVICE | SOL3007 | OAK PARK COMMUNITY CLINIC | PODIATRY-PODIATRY CLINIC | GLUCOMETER | OMNITEST 3 | GAA3UKNJ00852 | B BRAUN MEDICAL | ASSET ONLY | 1 | NOT TO BE PRICED
7244 | IN SERVICE | SOL3009 | OAK PARK COMMUNITY CLINIC | PODIATRY-PODIATRY CLINIC | GRINDING MACHINE | G3 PODIATECH | 88 | SIDAS UK | PM | 1 | 45
7246 | IN SERVICE | SOL3011 | OAK PARK COMMUNITY CLINIC | PODIATRY-PODIATRY CLINIC | INCUBATOR | VACUPRESS | 1687/0288 | PETER WITZEL | PM | 1 | 90
7247 | IN SERVICE | SOL3012 | OAK PARK COMMUNITY CLINIC | PODIATRY-PODIATRY CLINIC | THERMOFORMING STATION | UNILAB | 107 | SIDAS UK | PM | 1 | 35
7248 | IN SERVICE | SOL3014 | OAK PARK COMMUNITY CLINIC | PODIATRY-PODIATRY CLINIC | DOPPLER | BT-200 | CAG20241 | BISTOS | PM | 1 | 30
7249 | IN SERVICE | SOL3015 | OAK PARK COMMUNITY CLINIC | PODIATRY-PODIATRY CLINIC | DOPPLER | BT-200 | CAG20146 | BISTOS | PM | 1 | 30
7250 | IN SERVICE | SOL3024 | OAK PARK COMMUNITY CLINIC | CHILDREN SERVICES-PAEDIATRIC NURSE SERVICE | PLINTH | 2 SECTION | PP17000269 | PHYSIO MED | PM | 1 | 35
7251 | IN SERVICE | SOL3026 | OAK PARK COMMUNITY CLINIC | CHILDREN SERVICES-PAEDIATRIC NURSE SERVICE | HOIST-CEILING | ELITE | EH020306 | TEST VALLEY | OEM-MEDACO | 1 | 142
7252 | IN SERVICE | SOL3027 | OAK PARK COMMUNITY CLINIC | CHILDREN SERVICES-PAEDIATRIC NURSE SERVICE | STADIOMETER | LEICESTER HEIGHT MEASURE | NOT FOUND | INVICTA PLASTICS LTD | INSPECTION ONLY | 1 | 15
7253 | IN SERVICE | SOL3033 | OAK PARK COMMUNITY CLINIC | CHILDREN SERVICES-PAEDIATRIC NURSE SERVICE | HEIGHT MEASURE | LEICESTER | NOT FOUND | MARSDEN | INSPECTION ONLY | 1 | 15
7254 | IN SERVICE | SOL3037 | OAK PARK COMMUNITY CLINIC | CHILDREN SERVICES-PAEDIATRIC NURSE SERVICE | HEIGHT MEASURE | LEICESTER | NOT FOUND | MARSDEN | INSPECTION ONLY | 1 | 15
7255 | IN SERVICE | SOL3038 | OAK PARK COMMUNITY CLINIC | CHILDREN SERVICES-PAEDIATRIC NURSE SERVICE | PLINTH | 2 SECTION | PP17000263 | PHYSIO MED | PM | 1 | 35
7256 | IN SERVICE | SOL3039 | OAK PARK COMMUNITY CLINIC | CHILDREN SERVICES-PAEDIATRIC NURSE SERVICE | HOIST-CEILING | ELITE | EH030306 | TEST VALLEY | OEM-MEDACO | 1 | 142
7257 | IN SERVICE | SOL3040 | OAK PARK COMMUNITY CLINIC | CHILDREN SERVICES-PAEDIATRIC NURSE SERVICE | EXERCISER-TREADMILL | SCHWINN 825 | 1460063 | TUNK KENG ENTERPRISE CO. LTD | PM | 1 | 45
7258 | IN SERVICE | SOL3041 | OAK PARK COMMUNITY CLINIC | CHILDREN SERVICES-PAEDIATRIC NURSE SERVICE | EXERCISER-BICYCLE | E40 | E40005071027 | TUNTURI | PM | 1 | 25
7259 | IN SERVICE | SOL3042 | OAK PARK COMMUNITY CLINIC | CHILDREN SERVICES-PAEDIATRIC NURSE SERVICE | SCALES | 798 | 179829066758 | SECA LTD | PM | 1 | 15
7260 | IN SERVICE | SOL3048 | EASTLEIGH HEALTH CENTRE | DENTAL-DENTAL CLINIC | DENTAL CURING LIGHT | OPTIMA 10 | L1590108H2 | BA INTERNATIONAL | OEM-AIH | 1 | 15
7261 | IN SERVICE | SOL3051 | EASTLEIGH HEALTH CENTRE | DENTAL-DENTAL CLINIC | DENTAL LIGHT | CLEO-LIGHT | AV09H0103 | BELMONT | OEM-AIH | 1 | 8
7262 | IN SERVICE | SOL3052 | EASTLEIGH HEALTH CENTRE | DENTAL-DENTAL CLINIC | DENTAL CART | CLEO-DENTAL CART | AU09G0017 | BELMONT | OEM-AIH | 1 | 110
7263 | IN SERVICE | SOL3053 | EASTLEIGH HEALTH CENTRE | DENTAL-DENTAL CLINIC | DENTAL SPITOON | CLEO-SPITOON | NOT FOUND | BELMONT | ASSET ONLY | 5 | NOT TO BE PRICED
7264 | IN SERVICE | SOL3061 | EASTLEIGH HEALTH CENTRE | DENTAL-DENTAL CLINIC | DENTAL LIGHT | VOYAGER II-DENTAL LIGHT | AV09L0720 | BELMONT | OEM-AIH | 1 | 8
7265 | IN SERVICE | SOL3062 | EASTLEIGH HEALTH CENTRE | DENTAL-DENTAL CLINIC | DENTAL CART | VOYAGER II-DENTAL CART | AU09K0046 | BELMONT | OEM-AIH | 1 | 110
7266 | IN SERVICE | SOL3063 | EASTLEIGH HEALTH CENTRE | DENTAL-DENTAL CLINIC | DENTAL SPITOON | VOYAGER II-SPITOON | AS09K0036 | BELMONT | OEM-AIH | 1 | 110
7267 | IN SERVICE | SOL3064 | EASTLEIGH HEALTH CENTRE | DENTAL-DENTAL CLINIC | DENTAL HANDPIECE CLEANER | ASSISTINA | 21257 | W&H | OEM-AIH | 1 | 45
7268 | IN SERVICE | SOL3065 | EASTLEIGH HEALTH CENTRE | DENTAL-DENTAL CLINIC | PRINTER | DPU-414 | 5011204 | SEIKO INSTRUMENT | OEM-AIH | 1 | 10
7270 | IN SERVICE | SOL3070 | EASTLEIGH HEALTH CENTRE | DENTAL-DENTAL CLINIC | PRINTER | WP-P610 | P618100075 | NITRAM | OEM-AIH | 1 | 10
7271 | IN SERVICE | SOL3077 | EASTLEIGH HEALTH CENTRE | DENTAL-DENTAL CLINIC | GLUCOMETER | ACCU-CHEK PERFORMA | 55207853256 | ROCHE DIAGNOSTICS | ASSET ONLY | 1 | NOT TO BE PRICED
7272 | IN SERVICE | SOL3079 | EASTLEIGH HEALTH CENTRE | DENTAL-DENTAL CLINIC | DENTAL SEDATION SYSTEM | MATRIX MDM | 204R-73 | PORTER | ASSET ONLY | 1 | NOT TO BE PRICED
7273 | IN SERVICE | SOL3083 | EASTLEIGH HEALTH CENTRE | DENTAL-DENTAL CLINIC | DENTAL CURING LIGHT | OPTIMA 10 | L15B0149H2 | BA INTERNATIONAL | OEM-AIH | 1 | 15
7274 | IN SERVICE | SOL3086 | EASTLEIGH HEALTH CENTRE | DENTAL-DENTAL CLINIC | DENTAL CHAIR | VOYAGER II-DENTAL CHAIR | AU09L0110 | BELMONT | OEM-AIH | 1 | 200
7275 | IN SERVICE | SOL3087 | EASTLEIGH HEALTH CENTRE | DENTAL-DENTAL CLINIC | DENTAL LIGHT | VOYAGER II-DENTAL LIGHT | AV09L0721 | BELMONT | OEM-AIH | 1 | 8
7276 | IN SERVICE | SOL3088 | EASTLEIGH HEALTH CENTRE | DENTAL-DENTAL CLINIC | DENTAL SPITOON | VOYAGER II-SPITOON | AS09L0074 | BELMONT | OEM-AIH | 1 | 110
7277 | IN SERVICE | SOL3099 | EASTLEIGH HEALTH CENTRE | DENTAL-DENTAL CLINIC | BATTERY CHARGER | NONE | 3099 | LINAK | OEM-AIH | 1 | 25
7278 | IN SERVICE | SOL3104 | EASTLEIGH HEALTH CENTRE | SEXUAL HEALTH | MEDICAL FRIDGE | LMLSR151UK | 70116839444440900 | LEC MEDICAL | PM | 1 | NOT TO BE PRICED
7279 | IN SERVICE | SOL3109 | EASTLEIGH HEALTH CENTRE | SEXUAL HEALTH | SCALES | 877 | 5877289117405 | SECA LTD | PM | 1 | 15
7280 | IN SERVICE | SOL3112 | EASTLEIGH HEALTH CENTRE | SEXUAL HEALTH | CRYOSURGICAL UNIT | LL100 | FAAA11BC | GENESIS MEDICAL | PM | 1 | 15
7281 | IN SERVICE | SOL3116 | UNIT 6,SWAN CENTRE | SEXUAL HEALTH | BLOOD PRESSURE MONITOR | M6 AC | 20120103899VG | OMRON HEALTHCARE | PM | 1 | 8
7282 | IN SERVICE | SOL3122 | BITTERNE HEALTH CENTRE | COMMUNITY NURSING TEAM | SCALES | 878 | 5878073175844 | SECA LTD | PM | 1 | 15
7283 | IN SERVICE | SOL3123 | BITTERNE HEALTH CENTRE | COMMUNITY NURSING TEAM | SCALES | 878 | 5878073175992 | SECA LTD | PM | 1 | 15
7284 | IN SERVICE | SOL3124 | BITTERNE HEALTH CENTRE | COMMUNITY NURSING TEAM | SCALES | 878 | 5878073175845 | SECA LTD | PM | 1 | 15
7285 | IN SERVICE | SOL3125 | BITTERNE HEALTH CENTRE | COMMUNITY NURSING TEAM | SCALES | 878 | 5878073175991 | SECA LTD | PM | 1 | 15
7286 | IN SERVICE | SOL3126 | ROYAL SOUTH HANTS HOSPITAL | COMMUNITY NURSING TEAM | SCALES | 878 | 5878073175902 | SECA LTD | PM | 1 | 15
7287 | IN SERVICE | SOL3127 | BITTERNE HEALTH CENTRE | COMMUNITY NURSING TEAM | SCALES | 878 | 5878073175989 | SECA LTD | PM | 1 | 15
7288 | IN SERVICE | SOL3128 | ROYAL SOUTH HANTS HOSPITAL | COMMUNITY NURSING TEAM | SCALES | 878 | 5878073175993 | SECA LTD | PM | 1 | 15
7289 | IN SERVICE | SOL3129 | BROADCAST HOUSE | COMMUNITY NURSING TEAM | SCALES | 878 | 5878073175843 | SECA LTD | PM | 1 | 15
7290 | IN SERVICE | SOL3130 | BITTERNE HEALTH CENTRE | COMMUNITY NURSING TEAM | SCALES | 878 | 5878073175990 | SECA LTD | PM | 1 | 15
7291 | IN SERVICE | SOL3131 | BITTERNE HEALTH CENTRE | COMMUNITY NURSING TEAM | SCALES | 878 | 5878073175854 | SECA LTD | PM | 1 | 15
7292 | IN SERVICE | SOL3152 | GOSPORT WAR MEMORIAL HOSPITAL | DENTAL-SURGERY 2 | HOT PLATE | GB100 | 5601479 | SILVER TREE | OEM-AIH | 1 | 20
7293 | IN SERVICE | SOL3155 | GOSPORT WAR MEMORIAL HOSPITAL | DENTAL-SURGERY 2 | DENTAL SUCTION UNIT | VS 300 | W011349 | DURR DENTAL | OEM-AIH | 1 | 400
7294 | IN SERVICE | SOL3158 | GOSPORT WAR MEMORIAL HOSPITAL | DENTAL-SURGERY 2 | DENTAL SCAVENGING UNIT | MINISCAV | 11451 | RA MEDICAL | ASSET ONLY | 1 | NOT TO BE PRICED
7295 | IN SERVICE | SOL3160 | GOSPORT WAR MEMORIAL HOSPITAL | DENTAL-SURGERY 2 | DENTAL PULP TESTER | DIGITEST | G-88672 | PARKELL INC | OEM-AIH | 1 | 10
7296 | IN SERVICE | SOL3161 | GOSPORT WAR MEMORIAL HOSPITAL | DENTAL-SURGERY 2 | DENTAL PULP TESTER | DIGITEST | 31078 | PARKELL INC | OEM-AIH | 1 | 10
7297 | IN SERVICE | SOL3165 | GOSPORT WAR MEMORIAL HOSPITAL | DENTAL-SURGERY 2 | DENTAL CHAIR | CLESTA-DENTAL CHAIR | NOT FOUND | BELMONT | ASSET ONLY | 1 | NOT TO BE PRICED
7298 | IN SERVICE | SOL3166 | GOSPORT WAR MEMORIAL HOSPITAL | DENTAL-SURGERY 2 | DENTAL SPITOON | CLEO SP-SPITOON | NOT FOUND | BELMONT | ASSET ONLY | 5 | NOT TO BE PRICED
7299 | IN SERVICE | SOL3167 | GOSPORT WAR MEMORIAL HOSPITAL | DENTAL-SURGERY 2 | DENTAL CHAIR | CLEO-DENTAL CHAIR | NOT FOUND | BELMONT | OEM-AIH | 1 | 200
7300 | IN SERVICE | SOL3168 | GOSPORT WAR MEMORIAL HOSPITAL | DENTAL-SURGERY 1 | DENTAL X RAY INTRA ORAL | X-MIND | D09845 | SATELEC | OEM-AIH | 1 | 120
7301 | IN SERVICE | SOL3170 | GOSPORT WAR MEMORIAL HOSPITAL | DENTAL-SURGERY 1 | DENTAL CART | CLESTA II | FB16H0045 | BELMONT | ASSET ONLY | 1 | NOT TO BE PRICED
7302 | IN SERVICE | SOL3177 | GOSPORT WAR MEMORIAL HOSPITAL | DENTAL-SURGERY 1 | DENTAL SUCTION UNIT | VSA 300 | W011359 | DURR DENTAL | OEM-AIH | 1 | 400
7303 | IN SERVICE | SOL3179 | GOSPORT WAR MEMORIAL HOSPITAL | DENTAL-SURGERY 1 | DENTAL CHAIR | CLESTA-DENTAL CHAIR | NOT FOUND | BELMONT | ASSET ONLY | 1 | NOT TO BE PRICED
7304 | IN SERVICE | SOL3180 | GOSPORT WAR MEMORIAL HOSPITAL | DENTAL-SURGERY 1 | DENTAL CHAIR | CLESTA-DENTAL CHAIR | NOT FOUND | BELMONT | ASSET ONLY | 5 | NOT TO BE PRICED
7305 | IN SERVICE | SOL3183 | GOSPORT WAR MEMORIAL HOSPITAL | DENTAL-SURGERY 3 | DENTAL CART | CLESTA II | FB16H0046 | BELMONT | ASSET ONLY | 1 | NOT TO BE PRICED
7306 | IN SERVICE | SOL3186 | GOSPORT WAR MEMORIAL HOSPITAL | DENTAL-SURGERY 3 | DENTAL SUCTION UNIT | VS 300 | H344780034 | DURR DENTAL | OEM-AIH | 1 | 400
7307 | IN SERVICE | SOL3187 | GOSPORT WAR MEMORIAL HOSPITAL | DENTAL-SURGERY 3 | DENTAL SCAVENGING UNIT | MINISCAV | 013/654 | RA MEDICAL | ASSET ONLY | 1 | NOT TO BE PRICED
7308 | IN SERVICE | SOL3192 | GOSPORT WAR MEMORIAL HOSPITAL | DENTAL-SURGERY 3 | DENTAL CHAIR | CLESTA-DENTAL CHAIR | FBD09126 | BELMONT | ASSET ONLY | 5 | NOT TO BE PRICED
7309 | IN SERVICE | SOL3195 | GOSPORT WAR MEMORIAL HOSPITAL | DENTAL-STORE ROOM | HEIGHT MEASURE | LEICESTER | NOT FOUND | MARSDEN | OEM-AIH | 1 | 15
7310 | IN SERVICE | SOL3197 | GOSPORT WAR MEMORIAL HOSPITAL | DENTAL-STORE ROOM | DENTAL APEX LOCATOR | APEX ID | 26-38498 | SYBRONENDO | OEM-AIH | 1 | 10
7311 | IN SERVICE | SOL3200 | GOSPORT WAR MEMORIAL HOSPITAL | DENTAL-STORE ROOM | IHS MACHINE | MDM | 203R-1974 | PORTER | ASSET ONLY | 1 | NOT TO BE PRICED
7312 | IN SERVICE | SOL3201 | GOSPORT WAR MEMORIAL HOSPITAL | DENTAL-STORE ROOM | IHS MACHINE | MDM | 203R-1973 | PORTER | ASSET ONLY | 1 | NOT TO BE PRICED
7315 | IN SERVICE | SOL3214 | SOMERSTOWN HEALTH CENTRE | DENTAL-X-RAY ROOM | WHEELCHAIR | RAL9005 | 90702443955 | INVACARE | OEM-AIH | 1 | 25
7316 | IN SERVICE | SOL3233 | GOSPORT WAR MEMORIAL HOSPITAL | DENTAL-DECONTAMINATION ROOM | DENTAL WASHER DISINFECTOR | LITTLE SISTER 7881 | NOT FOUND | ESCHMANN | ASSET ONLY | 1 | NOT TO BE PRICED
7317 | IN SERVICE | SOL3234 | GOSPORT WAR MEMORIAL HOSPITAL | DENTAL-DECONTAMINATION ROOM | INCUBATOR-TEST SAMPLE | 1401 | 10041539 | ALBERT BROWNE LTD | OEM-AIH | 1 | 90
7318 | IN SERVICE | SOL3244 | GOSPORT WAR MEMORIAL HOSPITAL | PODIATRY-STORE ROOM | GRINDING MACHINE | G3 PODIATECH | 77 | SIDAS UK | PM | 1 | 45
7319 | IN SERVICE | SOL3246 | GOSPORT WAR MEMORIAL HOSPITAL | PODIATRY-STORE ROOM | INCUBATOR | VACUPRESS | 1692/0293 | PETER WITZEL | PM | 1 | 90
7320 | IN SERVICE | SOL3247 | GOSPORT WAR MEMORIAL HOSPITAL | PODIATRY-STORE ROOM | GRINDING MACHINE | PODO 20 MEBUS | 16512 | AFT INTERNATIONAL | PM | 1 | 45
7321 | IN SERVICE | SOL3252 | GOSPORT WAR MEMORIAL HOSPITAL | SEXUAL HEALTH | SCALES | 761 | 27611244096316 | SECA LTD | PM | 1 | 15
7322 | IN SERVICE | SOL3259 | GOSPORT WAR MEMORIAL HOSPITAL | SEXUAL HEALTH | BLOOD PRESSURE MONITOR | ANEROID | NOT FOUND | ACCOSON | PM | 1 | 8
7323 | IN SERVICE | SOL3268 | GOSPORT WAR MEMORIAL HOSPITAL | DENTAL-BOILER ROOM | AIR COMPRESSOR | VTS200D | NOT FOUND | BAMBI AIR LTD | OEM-AIH | 1 | 550
7324 | IN SERVICE | SOL3274 | CROWN HEIGHTS | SEXUAL HEALTH | BLOOD PRESSURE MONITOR | ANEROID | NOT FOUND | ACCOSON | PM | 1 | 8
7325 | IN SERVICE | SOL3275 | CROWN HEIGHTS | SEXUAL HEALTH | HEIGHT MEASURE | LEICESTER | NOT FOUND | SECA LTD | INSPECTION ONLY | 1 | 15
7326 | IN SERVICE | SOL3279 | CROWN HEIGHTS | SEXUAL HEALTH | BLOOD PRESSURE MONITOR | ANEROID | NOT FOUND | ACCOSON | PM | 1 | 8
7327 | IN SERVICE | SOL3280 | CROWN HEIGHTS | SEXUAL HEALTH | BLOOD PRESSURE MONITOR | ANEROID | NOT FOUND | ACCOSON | PM | 1 | 8
7328 | IN SERVICE | SOL3281 | CROWN HEIGHTS | SEXUAL HEALTH | BLOOD PRESSURE MONITOR | LD-578 | 1657802938 | SHANGHAI INTERNATIONAL | PM | 1 | 8
7329 | IN SERVICE | SOL3282 | CROWN HEIGHTS | SEXUAL HEALTH | HEIGHT MEASURE | LEICESTER | NOT FOUND | SECA LTD | INSPECTION ONLY | 1 | 15
7330 | IN SERVICE | SOL3290 | ST MARY'S HOSPITAL-IOW | SEXUAL HEALTH | ULTRASOUND TRANSDUCER | 12L-RS | 225382WX1 | GE HEALTHCARE | OEM-AIH | 1 | FOC
7331 | IN SERVICE | SOL3291 | ST MARY'S HOSPITAL-IOW | SEXUAL HEALTH | TROLLEY-ULTRASOUND | VOLUSON DOCKCART | BC11643 | GE HEALTHCARE | OEM-AIH | 1 | 20
7332 | IN SERVICE | SOL3292 | ST MARY'S HOSPITAL-IOW | SEXUAL HEALTH | PRINTER-ULTRASOUND | UP-D897 | 234498 | SONY | OEM-AIH | 1 | 10
7333 | IN SERVICE | SOL3294 | CROWN HEIGHTS | SEXUAL HEALTH | BLOOD PRESSURE MONITOR | ANEROID | NOT FOUND | ACCOSON | PM | 1 | 8
7334 | IN SERVICE | SOL3295 | CROWN HEIGHTS | SEXUAL HEALTH | HEIGHT MEASURE | LEICESTER | NOT FOUND | SECA LTD | INSPECTION ONLY | 1 | 15
7335 | IN SERVICE | SOL3302 | CROWN HEIGHTS | SEXUAL HEALTH | BLOOD PRESSURE MONITOR | ANEROID | NOT FOUND | ACCOSON | PM | 1 | 8
7336 | IN SERVICE | SOL3304 | CROWN HEIGHTS | SEXUAL HEALTH | HEIGHT MEASURE | LEICESTER | NOT FOUND | SECA LTD | INSPECTION ONLY | 1 | 15
7337 | IN SERVICE | SOL3306 | CROWN HEIGHTS | SEXUAL HEALTH | PULSE OXIMETER-HANDHELD | N550 | P1030101088 | NELLCOR | PM | 1 | 55
7338 | IN SERVICE | SOL3314 | CROWN HEIGHTS | SEXUAL HEALTH | HEIGHT MEASURE | LEICESTER | NOT FOUND | SECA LTD | INSPECTION ONLY | 1 | 15
7339 | IN SERVICE | SOL3315 | CROWN HEIGHTS | SEXUAL HEALTH | THERMOMETER | THERMOSCAN | 33613K04394 | BRAUN | PM | 1 | 15
7340 | IN SERVICE | SOL3316 | CROWN HEIGHTS | SEXUAL HEALTH | BLOOD PRESSURE MONITOR | UA-767 | 5120200039 | A&D INSTRUMENTS | PM | 1 | 8
7341 | IN SERVICE | SOL3321 | CROWN HEIGHTS | SEXUAL HEALTH | BLOOD PRESSURE MONITOR | LD-578 | 1657802949 | SHANGHAI INTERNATIONAL | PM | 1 | 8
7342 | IN SERVICE | SOL3322 | CROWN HEIGHTS | SEXUAL HEALTH | BLOOD PRESSURE MONITOR | ANEROID | NOT FOUND | ACCOSON | PM | 1 | 8
7343 | IN SERVICE | SOL3323 | CROWN HEIGHTS | SEXUAL HEALTH | HEIGHT MEASURE | LEICESTER | NOT FOUND | SECA LTD | INSPECTION ONLY | 1 | 15
7344 | IN SERVICE | SOL3324 | CROWN HEIGHTS | SEXUAL HEALTH | CRYOSURGICAL UNIT | CRYOPRO MAXI | L126920 | MERLIN MEDICAL | PM | 1 | 15
7345 | IN SERVICE | SOL3328 | CROWN HEIGHTS | SEXUAL HEALTH | BLOOD PRESSURE MONITOR | ANEROID | NOT FOUND | ACCOSON | PM | 1 | 8
7346 | IN SERVICE | SOL3329 | CROWN HEIGHTS | SEXUAL HEALTH | BLOOD PRESSURE MONITOR | M6 AC | 20160300075VG | OMRON HEALTHCARE | PM | 1 | 8
7347 | IN SERVICE | SOL3331 | CROWN HEIGHTS | SEXUAL HEALTH | SCALES | 761 | 2761016127794 | SECA LTD | PM | 1 | 15
7348 | IN SERVICE | SOL3332 | CROWN HEIGHTS | SEXUAL HEALTH | HEIGHT MEASURE | LEICESTER | NOT FOUND | MARSDEN | INSPECTION ONLY | 1 | 15
7349 | IN SERVICE | SOL3335 | CROWN HEIGHTS | SEXUAL HEALTH | BLOOD PRESSURE MONITOR | LD-578 | 1457804862 | SHANGHAI INTERNATIONAL | PM | 1 | 8
7350 | IN SERVICE | SOL3337 | CROWN HEIGHTS | SEXUAL HEALTH | FUME EXTRACTION SYSTEM | CIRCULAIRE 900 | C900-133 | MONMOUTH SCIENTIFIC | PM | 1 | 145
7351 | IN SERVICE | SOL3339 | CROWN HEIGHTS | SEXUAL HEALTH | MICROSCOPE | ECLIPSE E200 | 106094 | NIKON UK LTD | OEM-CONTRACT PM | 1 | 95
7352 | IN SERVICE | SOL3341 | CROWN HEIGHTS | SEXUAL HEALTH | MEDICAL FRIDGE | PE207C | 21000020444441700 | LEC MEDICAL | PM | 1 | NOT TO BE PRICED
7353 | IN SERVICE | SOL3343 | CROWN HEIGHTS | SEXUAL HEALTH | PULSE OXIMETER-FINGER | SPECTRO 30 | 4069256 | SMITHS MEDICAL | PM | 1 | 15
7354 | IN SERVICE | SOL3344 | CROWN HEIGHTS | SEXUAL HEALTH | DOCKING STATION | WW1025 | 4067901 | SMITHS MEDICAL | PM | 1 | 55
7355 | IN SERVICE | SOL3348 | CROWN HEIGHTS | SEXUAL HEALTH | HYFRECATOR | HYFRECATOR 2000 | 11MGJ667 | CONMED | PM | 1 | 130
7356 | IN SERVICE | SOL3349 | CROWN HEIGHTS | SEXUAL HEALTH | SMOKE EVACUATION SYSTEM | ACU-EVAC IE | 1992533 | ACUDERM | PM | 1 | 55
7358 | IN SERVICE | SOL3373 | BATTENBURG AVENUE CLINIC | CHILDREN COMMUNITY NURSING-CHILD NURSING | BLOOD PRESSURE MONITOR | ANEROID | NOT FOUND | ACCOSON | PM | 1 | 8
7359 | IN SERVICE | SOL3381 | BATTENBURG AVENUE CLINIC | CHILDREN COMMUNITY NURSING-CHILD NURSING | MEDICAL FRIDGE | PE102 | 10900041444447300 | LEC MEDICAL | PM | 1 | NOT TO BE PRICED
7360 | IN SERVICE | SOL3389 | BATTENBURG AVENUE CLINIC | COMMUNITY PAEDIATRIC MEDICAL SERVICES | PLINTH | 502-E | 502EW04042205 | PLINTH MEDICAL | PM | 1 | 35
7361 | IN SERVICE | SOL3390 | BATTENBURG AVENUE CLINIC | COMMUNITY PAEDIATRIC MEDICAL SERVICES | HOIST-CEILING | MANUAL | TXM14240 | TRANS ACTIVE XTRA | OEM-MEDACO | 1 | 142
7362 | IN SERVICE | SOL3393 | BATTENBURG AVENUE CLINIC | COMMUNITY PAEDIATRIC MEDICAL SERVICES | SCALES | 877 | 5877068143646 | SECA LTD | PM | 1 | 15
7363 | IN SERVICE | SOL3394 | BATTENBURG AVENUE CLINIC | COMMUNITY PAEDIATRIC MEDICAL SERVICES | STADIOMETER | LEICESTER HEIGHT MEASURE | NOT FOUND | INVICTA PLASTICS LTD | INSPECTION ONLY | 1 | 15
7364 | IN SERVICE | SOL3397 | BATTENBURG AVENUE CLINIC | COMMUNITY PAEDIATRIC MEDICAL SERVICES | PLINTH | 502-E | 502EW49032150 | PLINTH MEDICAL | PM | 1 | 35
7365 | IN SERVICE | SOL3400 | BATTENBURG AVENUE CLINIC | COMMUNITY PAEDIATRIC MEDICAL SERVICES | ENURESIS ALARM | M03 | NOT FOUND | MALEM MEDICAL | PM | 1 | 10
7366 | IN SERVICE | SOL3403 | BATTENBURG AVENUE CLINIC | COMMUNITY PAEDIATRIC MEDICAL SERVICES | BLOOD PRESSURE MONITOR | ANEROID | NOT FOUND | ACCOSON | PM | 1 | 8
7367 | IN SERVICE | SOL3405 | BATTENBURG AVENUE CLINIC | COMMUNITY PAEDIATRIC MEDICAL SERVICES | OTOSCOPE | MINI 3000 | NOT FOUND | HEINE | PM | 1 | 5
7368 | IN SERVICE | SOL3406 | BATTENBURG AVENUE CLINIC | COMMUNITY PAEDIATRIC MEDICAL SERVICES | OTOSCOPE | MINI 3000 | NOT FOUND | HEINE | PM | 1 | 5
7369 | IN SERVICE | SOL3407 | BATTENBURG AVENUE CLINIC | COMMUNITY PAEDIATRIC MEDICAL SERVICES | STADIOMETER | LEICESTER HEIGHT MEASURE | NOT FOUND | INVICTA PLASTICS LTD | INSPECTION ONLY | 1 | 15
7370 | IN SERVICE | SOL3414 | BATTENBURG AVENUE CLINIC | COMMUNITY PAEDIATRIC MEDICAL SERVICES | BLOOD PRESSURE MONITOR | SERIES 28 | 751581 | LYALL WILLIS | PM | 1 | 8
7371 | IN SERVICE | SOL3415 | BATTENBURG AVENUE CLINIC | COMMUNITY PAEDIATRIC MEDICAL SERVICES | BREATH ANALYSER | CO CHECK BABY | 4574 | MD DIAGNOSTICS LTD | PM | 1 | 95
7372 | IN SERVICE | SOL3416 | BATTENBURG AVENUE CLINIC | COMMUNITY PAEDIATRIC MEDICAL SERVICES | BLOOD PRESSURE MONITOR | M6 AC | 20160402851VG | OMRON HEALTHCARE | PM | 1 | 8
7373 | IN SERVICE | SOL3418 | QUEEN ALEXANDRA HOSPITAL | DENTAL-POSWILLO DENTAL CENTRE | FLOWMETER-O2-SINGLE | DIAMOND RANGE | 220044 | THERAPY EQUIPMENT | OEM-AIH | 1 | 5
7374 | IN SERVICE | SOL3421 | BATTENBURG AVENUE CLINIC | COMMUNITY PAEDIATRIC MEDICAL SERVICES | ENURESIS ALARM | M06 | NOT FOUND | MALEM MEDICAL | PM | 1 | 10
7375 | IN SERVICE | SOL3422 | BATTENBURG AVENUE CLINIC | COMMUNITY PAEDIATRIC MEDICAL SERVICES | ENURESIS ALARM | M03 | NOT FOUND | MALEM MEDICAL | PM | 1 | 10
7376 | IN SERVICE | SOL3423 | BATTENBURG AVENUE CLINIC | COMMUNITY PAEDIATRIC MEDICAL SERVICES | ENURESIS ALARM | M03 | NOT FOUND | MALEM MEDICAL | PM | 1 | 10
7377 | IN SERVICE | SOL3424 | BATTENBURG AVENUE CLINIC | COMMUNITY PAEDIATRIC MEDICAL SERVICES | ENURESIS ALARM | M03 | NOT FOUND | MALEM MEDICAL | PM | 1 | 10
7378 | IN SERVICE | SOL3425 | BATTENBURG AVENUE CLINIC | COMMUNITY PAEDIATRIC MEDICAL SERVICES | ENURESIS ALARM | M03 | NOT FOUND | MALEM MEDICAL | PM | 1 | 10
7379 | IN SERVICE | SOL3426 | BATTENBURG AVENUE CLINIC | COMMUNITY PAEDIATRIC MEDICAL SERVICES | ENURESIS ALARM | M03 | NOT FOUND | MALEM MEDICAL | PM | 1 | 10
7380 | IN SERVICE | SOL3427 | BATTENBURG AVENUE CLINIC | COMMUNITY PAEDIATRIC MEDICAL SERVICES | ENURESIS ALARM | M04 | NOT FOUND | MALEM MEDICAL | PM | 1 | 10
7381 | IN SERVICE | SOL3428 | BATTENBURG AVENUE CLINIC | COMMUNITY PAEDIATRIC MEDICAL SERVICES | ENURESIS ALARM | M03 | NOT FOUND | MALEM MEDICAL | PM | 1 | 10
7382 | IN SERVICE | SOL3429 | BATTENBURG AVENUE CLINIC | COMMUNITY PAEDIATRIC MEDICAL SERVICES | ENURESIS ALARM | M03 | NOT FOUND | MALEM MEDICAL | PM | 1 | 10
7383 | IN SERVICE | SOL3430 | BATTENBURG AVENUE CLINIC | COMMUNITY PAEDIATRIC MEDICAL SERVICES | ENURESIS ALARM | M03 | NOT FOUND | MALEM MEDICAL | PM | 1 | 10
7384 | IN SERVICE | SOL3431 | BATTENBURG AVENUE CLINIC | COMMUNITY PAEDIATRIC MEDICAL SERVICES | ENURESIS ALARM | MD 1 | NOT FOUND | NH EASTWOOD | PM | 1 | 10
7385 | IN SERVICE | SOL3432 | BATTENBURG AVENUE CLINIC | COMMUNITY PAEDIATRIC MEDICAL SERVICES | ENURESIS ALARM | MD 1 | NOT FOUND | NH EASTWOOD | PM | 1 | 10
7386 | IN SERVICE | SOL3433 | BATTENBURG AVENUE CLINIC | COMMUNITY PAEDIATRIC MEDICAL SERVICES | ENURESIS ALARM | FX2000 | NOT FOUND | FERRARIS MEDICAL | PM | 1 | 10
7387 | IN SERVICE | SOL3434 | BATTENBURG AVENUE CLINIC | COMMUNITY PAEDIATRIC MEDICAL SERVICES | ENURESIS ALARM | FX2000 | NOT FOUND | FERRARIS MEDICAL | PM | 1 | 10
7388 | IN SERVICE | SOL3435 | BATTENBURG AVENUE CLINIC | COMMUNITY PAEDIATRIC MEDICAL SERVICES | ENURESIS ALARM | FX2000 | NOT FOUND | FERRARIS MEDICAL | PM | 1 | 10
7389 | IN SERVICE | SOL3436 | BATTENBURG AVENUE CLINIC | COMMUNITY PAEDIATRIC MEDICAL SERVICES | ENURESIS ALARM | DP2S | NOT FOUND | FERRARIS MEDICAL | PM | 1 | 10
7390 | IN SERVICE | SOL3443 | BATTENBURG AVENUE CLINIC | COMMUNITY PAEDIATRIC MEDICAL SERVICES | SPHYGMOMANOMETER | SHOCK RESISTANT | 81024105683 | WELCH ALLYN | PM | 1 | 8
7391 | IN SERVICE | SOL3444 | BATTENBURG AVENUE CLINIC | COMMUNITY PAEDIATRIC MEDICAL SERVICES | BLOOD PRESSURE MONITOR | ANEROID | NOT FOUND | ACCOSON | PM | 1 | 8
7392 | IN SERVICE | SOL3445 | BATTENBURG AVENUE CLINIC | COMMUNITY PAEDIATRIC MEDICAL SERVICES | SPHYGMOMANOMETER | SHOCK RESISTANT | 81024104211 | WELCH ALLYN | PM | 1 | 8
7393 | IN SERVICE | SOL3446 | BATTENBURG AVENUE CLINIC | COMMUNITY PAEDIATRIC MEDICAL SERVICES | SPHYGMOMANOMETER | SHOCK RESISTANT | 81024114862 | WELCH ALLYN | PM | 1 | 8
7394 | IN SERVICE | SOL3450 | BATTENBURG AVENUE CLINIC | COMMUNITY PAEDIATRIC MEDICAL SERVICES | PLINTH | 502-E | 502EW04042206 | PLINTH MEDICAL | PM | 1 | 35
7395 | IN SERVICE | SOL3451 | BATTENBURG AVENUE CLINIC | COMMUNITY PAEDIATRIC MEDICAL SERVICES | HOIST-CEILING | MANUAL | TXM14239 | TRANS ACTIVE XTRA | OEM-MEDACO | 1 | 142
7396 | IN SERVICE | SOL3454 | BATTENBURG AVENUE CLINIC | COMMUNITY PAEDIATRIC MEDICAL SERVICES | HEIGHT MEASURE | LEICESTER | NOT FOUND | SECA LTD | INSPECTION ONLY | 1 | 15
7397 | IN SERVICE | SOL3455 | BATTENBURG AVENUE CLINIC | COMMUNITY PAEDIATRIC MEDICAL SERVICES | OTOSCOPE | STANDARD | NOT FOUND | KEELER | PM | 1 | 5
7398 | IN SERVICE | SOL3457 | BATTENBURG AVENUE CLINIC | COMMUNITY PAEDIATRIC MEDICAL SERVICES | BLOOD PRESSURE MONITOR | ANEROID | NOT FOUND | ACCOSON | PM | 1 | 8
7399 | IN SERVICE | SOL3458 | BATTENBURG AVENUE CLINIC | COMMUNITY PAEDIATRIC MEDICAL SERVICES | SPHYGMOMANOMETER | SHOCK RESISTANT | 81024110362 | WELCH ALLYN | PM | 1 | 8
7400 | IN SERVICE | SOL3459 | BATTENBURG AVENUE CLINIC | COMMUNITY PAEDIATRIC MEDICAL SERVICES | HEIGHT MEASURE | LEICESTER | NOT FOUND | MARSDEN | INSPECTION ONLY | 1 | 15
7401 | IN SERVICE | SOL3461 | BATTENBURG AVENUE CLINIC | COMMUNITY PAEDIATRIC MEDICAL SERVICES | EYE CHART | 2204-P-2090 | M028021 | HS CLEMENT CLARKE | PM | 1 | 5
7402 | IN SERVICE | SOL3462 | BATTENBURG AVENUE CLINIC | COMMUNITY PAEDIATRIC MEDICAL SERVICES | PLINTH | 502-E | 502EW06042241 | PLINTH MEDICAL | PM | 1 | 35
7403 | IN SERVICE | SOL3464 | BATTENBURG AVENUE CLINIC | COMMUNITY PAEDIATRIC MEDICAL SERVICES | STADIOMETER | LEICESTER HEIGHT MEASURE | NOT FOUND | INVICTA PLASTICS LTD | INSPECTION ONLY | 1 | 15
7404 | IN SERVICE | SOL3466 | BATTENBURG AVENUE CLINIC | COMMUNITY PAEDIATRIC MEDICAL SERVICES | OTOSCOPE | STANDARD | NOT FOUND | KEELER | PM | 1 | 5
7405 | IN SERVICE | SOL3468 | BATTENBURG AVENUE CLINIC | COMMUNITY PAEDIATRIC MEDICAL SERVICES | PLINTH | 502-E | NOT FOUND | PLINTH MEDICAL | PM | 1 | 35
7406 | IN SERVICE | SOL3472 | BATTENBURG AVENUE CLINIC | COMMUNITY PAEDIATRIC MEDICAL SERVICES | HEIGHT MEASURE | LEICESTER | NOT FOUND | MARSDEN | INSPECTION ONLY | 1 | 15
7407 | IN SERVICE | SOL3473 | BATTENBURG AVENUE CLINIC | COMMUNITY PAEDIATRIC MEDICAL SERVICES | OTOSCOPE | STANDARD | 195345 | KEELER | PM | 1 | 5
7408 | IN SERVICE | SOL3475 | BATTENBURG AVENUE CLINIC | COMMUNITY PAEDIATRIC MEDICAL SERVICES | DIAGNOSTIC SET | K180 | NOT FOUND | HEINE | PM | 1 | 5
7409 | IN SERVICE | SOL3476 | BATTENBURG AVENUE CLINIC | COMMUNITY PAEDIATRIC MEDICAL SERVICES | HI-RISER WALL MOUNTED CHANGING BENCH | 3047 | 0118073-1-1133235 | G&S SMIRTHWAITE | ASSET ONLY | 1 | NOT TO BE PRICED
7410 | IN SERVICE | SOL3477 | BATTENBURG AVENUE CLINIC | COMMUNITY PAEDIATRIC MEDICAL SERVICES | HOIST | MAXI ELEC | MAXE07090330 | SUNFLOWER MEDICAL | OEM-MEDACO | 1 | 90
7411 | IN SERVICE | SOL3478 | BATTENBURG AVENUE CLINIC | COMMUNITY PAEDIATRIC MEDICAL SERVICES | HOIST-CEILING | MANUAL | TXM27204 | TRANS ACTIVE XTRA | OEM-MEDACO | 1 | 142
7412 | IN SERVICE | SOL3479 | BATTENBURG AVENUE CLINIC | COMMUNITY PAEDIATRIC MEDICAL SERVICES | PLINTH | 40E | 40EW4599260 | PLINTH MEDICAL | PM | 1 | 35
7413 | IN SERVICE | SOL3480 | BATTENBURG AVENUE CLINIC | COMMUNITY PAEDIATRIC MEDICAL SERVICES | HOIST-CEILING | MANUAL | TXM26473 | TRANS ACTIVE XTRA | OEM-MEDACO | 1 | 142
7414 | IN SERVICE | SOL3481 | BATTENBURG AVENUE CLINIC | COMMUNITY PAEDIATRIC MEDICAL SERVICES | EXERCISER-BICYCLE | 101A | NOT FOUND | SHWINN | PM | 1 | 25
7415 | IN SERVICE | SOL3482 | BATTENBURG AVENUE CLINIC | COMMUNITY PAEDIATRIC MEDICAL SERVICES | EXERCISER-BICYCLE | V-FIT | TEE719381 | BENY UK SPORTS | PM | 1 | 25
7416 | IN SERVICE | SOL3483 | BATTENBURG AVENUE CLINIC | COMMUNITY PAEDIATRIC MEDICAL SERVICES | GRINDING MACHINE | G3 PODIATECH | NOT FOUND | SIDAS UK | PM | 1 | 45
7417 | IN SERVICE | SOL3486 | BROADCAST HOUSE | COMMUNITY NURSING TEAM | ASPIRATOR | LSU | 78121355402 | LAERDAL MEDICAL | PM | 1 | 25
7418 | IN SERVICE | SOL3489 | BROADCAST HOUSE | COMMUNITY NURSING TEAM | GLUCOMETER | NEXUS GLUCO RX | 427711201006168E | TAIDOC TECHNOLOGY | ASSET ONLY | 1 | NOT TO BE PRICED
7419 | IN SERVICE | SOL3490 | BROADCAST HOUSE | COMMUNITY NURSING TEAM | GLUCOMETER | NEXUS GLUCO RX | 4277115160044650 | TAIDOC TECHNOLOGY | ASSET ONLY | 1 | NOT TO BE PRICED
7420 | IN SERVICE | SOL3491 | BROADCAST HOUSE | COMMUNITY NURSING TEAM | GLUCOMETER | NEXUS GLUCO RX | 4277116230063550 | TAIDOC TECHNOLOGY | ASSET ONLY | 1 | NOT TO BE PRICED
7421 | IN SERVICE | SOL3492 | BROADCAST HOUSE | COMMUNITY NURSING TEAM | GLUCOMETER | NEXUS GLUCO RX | 4277111330003720 | TAIDOC TECHNOLOGY | ASSET ONLY | 1 | NOT TO BE PRICED
7422 | IN SERVICE | SOL3493 | BROADCAST HOUSE | COMMUNITY NURSING TEAM | GLUCOMETER | NEXUS GLUCO RX | 4277113190013380 | TAIDOC TECHNOLOGY | ASSET ONLY | 1 | NOT TO BE PRICED
7423 | IN SERVICE | SOL3494 | BROADCAST HOUSE | COMMUNITY NURSING TEAM | SPHYGMOMANOMETER | SHOCK RESISTANT | 80228112853 | WELCH ALLYN | PM | 1 | 8
7424 | IN SERVICE | SOL3497 | BROADCAST HOUSE | COMMUNITY NURSING TEAM | SPHYGMOMANOMETER | SHOCK RESISTANT | 50418203774 | WELCH ALLYN | PM | 1 | 8
7425 | IN SERVICE | SOL3502 | BROADCAST HOUSE | COMMUNITY NURSING TEAM | INFUSION PUMP-SYRINGE | T34 | S91766 | CME MCKINLEY | PM | 1 | 55
7426 | IN SERVICE | SOL3505 | BROADCAST HOUSE | COMMUNITY NURSING TEAM | DOPPLER | MD2 | MD2.10417518-00 | HUNTLEIGH HEALTHCARE | PM | 1 | 30
7428 | IN SERVICE | SOL3508 | BROADCAST HOUSE | COMMUNITY NURSING TEAM | THERMOMETER | THERMOSCAN | 15415K34440 | BRAUN | PM | 1 | 15
7429 | IN SERVICE | SOL3510 | BROADCAST HOUSE | COMMUNITY NURSING TEAM | THERMOMETER | THERMOSCAN | 20015K42188 | BRAUN | PM | 1 | 15
7430 | IN SERVICE | SOL3511 | BROADCAST HOUSE | COMMUNITY NURSING TEAM | GLUCOMETER | NEXUS GLUCO RX | 427711452006008F | TAIDOC TECHNOLOGY | ASSET ONLY | 1 | NOT TO BE PRICED
7431 | IN SERVICE | SOL3513 | BROADCAST HOUSE | COMMUNITY NURSING TEAM | PULSE OXIMETER-FINGER | ONYX | 501969380 | NONIN | PM | 1 | 15
7432 | IN SERVICE | SOL3515 | BROADCAST HOUSE | COMMUNITY NURSING TEAM | PULSE OXIMETER-FINGER | 9006368 | 143219902289 | HENRY SCHEIN | PM | 1 | 15
7433 | IN SERVICE | SOL3520 | BROADCAST HOUSE | COMMUNITY NURSING TEAM | OTOSCOPE | STANDARD | 145454 | KEELER | PM | 1 | 5
7434 | IN SERVICE | SOL3521 | BROADCAST HOUSE | COMMUNITY NURSING TEAM | GLUCOMETER | NEXUS MINI | 4287215150009850 | TAIDOC TECHNOLOGY | ASSET ONLY | 1 | NOT TO BE PRICED
7435 | IN SERVICE | SOL3528 | WESTWOOD HOUSE | EAST COMMUNITY INDEPENDENCE TEAM-WESTWOOD HOUSE | SCALES | 761 | 2761200124672 | SECA LTD | PM | 1 | 15
7436 | IN SERVICE | SOL3529 | BITTERNE HEALTH CENTRE | COMMUNITY NURSING TEAM | GLUCOMETER | NEXUS GLUCO RX | 4277112260044290 | TAIDOC TECHNOLOGY | ASSET ONLY | 1 | NOT TO BE PRICED
7437 | IN SERVICE | SOL3532 | BITTERNE HEALTH CENTRE | COMMUNITY NURSING TEAM | SPHYGMOMANOMETER | SHOCK RESISTANT | 141108213707 | WELCH ALLYN | PM | 1 | 8
7438 | IN SERVICE | SOL3533 | BITTERNE HEALTH CENTRE | COMMUNITY NURSING TEAM | GLUCOMETER | NEXUS GLUCO RX | 4277116090024360 | TAIDOC TECHNOLOGY | ASSET ONLY | 1 | NOT TO BE PRICED
7439 | IN SERVICE | SOL3542 | BITTERNE HEALTH CENTRE | COMMUNITY NURSING TEAM | GLUCOMETER | NEXUS GLUCO RX | 427711609002440F | TAIDOC TECHNOLOGY | ASSET ONLY | 1 | NOT TO BE PRICED
7440 | IN SERVICE | SOL3543 | BITTERNE HEALTH CENTRE | COMMUNITY NURSING TEAM | THERMOMETER | THERMOSCAN 6020 | 30114K45401 | BRAUN | PM | 1 | 15
7441 | IN SERVICE | SOL3545 | BITTERNE HEALTH CENTRE | COMMUNITY NURSING TEAM | GLUCOMETER | NEXUS GLUCO RX | 427711513022405C | TAIDOC TECHNOLOGY | ASSET ONLY | 1 | NOT TO BE PRICED
7442 | IN SERVICE | SOL3546 | BITTERNE HEALTH CENTRE | COMMUNITY NURSING TEAM | BLOOD PRESSURE MONITOR | DS54 | 150617141758 | WELCH ALLYN | PM | 1 | 8
7443 | IN SERVICE | SOL3550 | BITTERNE HEALTH CENTRE | COMMUNITY NURSING TEAM | THERMOMETER | THERMOSCAN 6022 | 11101949401 | BRAUN | PM | 1 | 15
7444 | IN SERVICE | SOL3553 | BITTERNE HEALTH CENTRE | COMMUNITY NURSING TEAM | PULSE OXIMETER-FINGER | 9006368 | 143219902278 | HENRY SCHEIN | PM | 1 | 15
7445 | IN SERVICE | SOL3555 | BITTERNE HEALTH CENTRE | COMMUNITY NURSING TEAM | GLUCOMETER | NEXUS GLUCO RX | 4277116090024350 | TAIDOC TECHNOLOGY | ASSET ONLY | 1 | NOT TO BE PRICED
7446 | IN SERVICE | SOL3559 | BITTERNE HEALTH CENTRE | COMMUNITY NURSING TEAM | GLUCOMETER | NEXUS GLUCO RX | 427711522006501B | TAIDOC TECHNOLOGY | ASSET ONLY | 1 | NOT TO BE PRICED
7447 | IN SERVICE | SOL3562 | BITTERNE HEALTH CENTRE | COMMUNITY NURSING TEAM | THERMOMETER | GENTLE TEMP 510 | 20100205694UF | OMRON HEALTHCARE | PM | 1 | 15
7448 | IN SERVICE | SOL3566 | BITTERNE HEALTH CENTRE | COMMUNITY NURSING TEAM | BLOOD PRESSURE MONITOR | ANEROID | 140500403 | ACCOSON | PM | 1 | 8
7449 | IN SERVICE | SOL3569 | BITTERNE HEALTH CENTRE | COMMUNITY NURSING TEAM | GLUCOMETER | NEXUS GLUCO RX VOICE | 4280113380008680 | TAIDOC TECHNOLOGY | ASSET ONLY | 1 | NOT TO BE PRICED
7450 | IN SERVICE | SOL3574 | BITTERNE HEALTH CENTRE | EAST COMMUNITY INDEPENDENCE TEAM-WESTWOOD HOUSE | SCALES | 875 | 5875232116415 | SECA LTD | PM | 1 | 15
7451 | IN SERVICE | SOL3584 | ROYAL SOUTH HANTS HOSPITAL | COMMUNITY NURSING TEAM | SCALES | 761 | 2761150119151 | SECA LTD | PM | 1 | 15
7452 | IN SERVICE | SOL3585 | BITTERNE HEALTH CENTRE | COMMUNITY NURSING TEAM | GLUCOMETER | NEXUS GLUCO RX | 4277116090024340 | TAIDOC TECHNOLOGY | ASSET ONLY | 1 | NOT TO BE PRICED
7453 | IN SERVICE | SOL3594 | BITTERNE HEALTH CENTRE | COMMUNITY NURSING TEAM | GLUCOMETER | NEXUS GLUCO RX | 4277112260044170 | TAIDOC TECHNOLOGY | ASSET ONLY | 1 | NOT TO BE PRICED
7454 | IN SERVICE | SOL3597 | BITTERNE HEALTH CENTRE | COMMUNITY NURSING TEAM | SPHYGMOMANOMETER | SHOCK RESISTANT | 080618182844 | WELCH ALLYN | PM | 1 | 8
7455 | IN SERVICE | SOL3600 | BITTERNE HEALTH CENTRE | COMMUNITY NURSING TEAM | GLUCOMETER | NEXUS GLUCO RX | 427711319001324D | TAIDOC TECHNOLOGY | ASSET ONLY | 1 | NOT TO BE PRICED
7456 | IN SERVICE | SOL3605 | BITTERNE HEALTH CENTRE | COMMUNITY NURSING TEAM | GLUCOMETER | NEXUS GLUCO RX | 4277113190013360 | TAIDOC TECHNOLOGY | ASSET ONLY | 1 | NOT TO BE PRICED
7457 | IN SERVICE | SOL3608 | ROYAL SOUTH HANTS HOSPITAL | COMMUNITY NURSING TEAM | PULSE OXIMETER-FINGER | 9006368 | 152319901150 | HENRY SCHEIN | PM | 1 | 15
7458 | IN SERVICE | SOL3609 | BITTERNE HEALTH CENTRE | COMMUNITY NURSING TEAM | THERMOMETER | THERMOSCAN 6020 | 18915K34293 | BRAUN | PM | 1 | 15
7459 | IN SERVICE | SOL3613 | BRAMBLYS GRANGE HEALTH CENTRE | DENTAL-SURGERY 3 | DENTAL X RAY INTRA ORAL | PHOT-X-II | EH09F0217 | BELMONT | ASSET ONLY | 1 | NOT TO BE PRICED
7460 | IN SERVICE | SOL3614 | BRAMBLYS GRANGE HEALTH CENTRE | DENTAL-SURGERY 3 | DENTAL X RAY INTRA ORAL | PHOT-X-II | EX09F0217 | BELMONT | ASSET ONLY | 1 | NOT TO BE PRICED
7461 | IN SERVICE | SOL3615 | BRAMBLYS GRANGE HEALTH CENTRE | DENTAL-SURGERY 3 | DENTAL CHAIR | VOYAGER II-DENTAL CHAIR | AC09J0058 | BELMONT | OEM-AIH | 1 | 200
7462 | IN SERVICE | SOL3616 | BRAMBLYS GRANGE HEALTH CENTRE | DENTAL-SURGERY 3 | DENTAL CART | VOYAGER II-DENTAL CART | AU09J0075 | BELMONT | OEM-AIH | 1 | 110
7463 | IN SERVICE | SOL3617 | BRAMBLYS GRANGE HEALTH CENTRE | DENTAL-SURGERY 3 | DENTAL LIGHT | I05000 | AV09E0112 | BELMONT | OEM-AIH | 1 | 8
7464 | IN SERVICE | SOL3618 | BRAMBLYS GRANGE HEALTH CENTRE | DENTAL-SURGERY 3 | DENTAL SPITOON | VOYAGER II-SPITOON | AS09J0061 | BELMONT | OEM-AIH | 1 | 110
7465 | IN SERVICE | SOL3619 | BRAMBLYS GRANGE HEALTH CENTRE | DENTAL-SURGERY 3 | DENTAL CURING LIGHT | OPTIMA 10 | L15B0023H2 | BA INTERNATIONAL | OEM-AIH | 1 | 15
7466 | IN SERVICE | SOL3621 | BRAMBLYS GRANGE HEALTH CENTRE | DENTAL-SURGERY 2 | DENTAL X RAY INTRA ORAL | PHOT-X-II | EC09F0215 | BELMONT | ASSET ONLY | 1 | NOT TO BE PRICED
7467 | IN SERVICE | SOL3622 | BRAMBLYS GRANGE HEALTH CENTRE | DENTAL-SURGERY 2 | DENTAL X RAY INTRA ORAL | PHOT-X-II | EH09F0215 | BELMONT | ASSET ONLY | 1 | NOT TO BE PRICED
7468 | IN SERVICE | SOL3623 | BRAMBLYS GRANGE HEALTH CENTRE | DENTAL-SURGERY 2 | DENTAL X RAY INTRA ORAL | PHOT-X-II | EX09F0215 | BELMONT | ASSET ONLY | 1 | NOT TO BE PRICED
7469 | IN SERVICE | SOL3624 | BRAMBLYS GRANGE HEALTH CENTRE | DENTAL-SURGERY 2 | DENTAL HOT AIR BLOWER | SAFE AIR | 11928 | CARBOLITE | OEM-AIH | 1 | 20
7470 | IN SERVICE | SOL3625 | BRAMBLYS GRANGE HEALTH CENTRE | DENTAL-SURGERY 2 | DENTAL CHAIR | CLEO SP-DENTAL CHAIR | AC08I0195 | BELMONT | OEM-AIH | 1 | 200
7471 | IN SERVICE | SOL3626 | BRAMBLYS GRANGE HEALTH CENTRE | DENTAL-SURGERY 2 | DENTAL LIGHT | CLEO SP-DENTAL LIGHT | AV0810642 | BELMONT | OEM-AIH | 1 | 8
7472 | IN SERVICE | SOL3627 | BRAMBLYS GRANGE HEALTH CENTRE | DENTAL-SURGERY 2 | DENTAL SPITOON | CLEO SP-SPITOON | NOT FOUND | BELMONT | OEM-AIH | 1 | 110
7473 | IN SERVICE | SOL3628 | BRAMBLYS GRANGE HEALTH CENTRE | DENTAL-SURGERY 2 | DELIVERY UNIT | CLEO SP-DELIVERY UNIT | AU08I0280 | BELMONT | OEM-AIH | 1 | 110
7474 | IN SERVICE | SOL3629 | BRAMBLYS GRANGE HEALTH CENTRE | DENTAL-SURGERY 2 | DENTAL CURING LIGHT | OPTIMA 10 | L15B0086H2 | BA INTERNATIONAL | OEM-AIH | 1 | 15
7475 | IN SERVICE | SOL3630 | BRAMBLYS GRANGE HEALTH CENTRE | DENTAL-SURGERY 2 | DENTAL AMALGAMATOR | SILAMAT S5 | 5389 | IVOCLAR VIVADENT | OEM-AIH | 1 | 25
7476 | IN SERVICE | SOL3631 | BRAMBLYS GRANGE HEALTH CENTRE | DENTAL-SURGERY 2 | DENTAL CURING LIGHT | OPTIMA 10 | L15B0145H2 | BA INTERNATIONAL | OEM-AIH | 1 | 15
7477 | IN SERVICE | SOL3639 | BRAMBLYS GRANGE HEALTH CENTRE | DENTAL-DECONTAMINATION ROOM | DENTAL RO SYSTEM | RO WATER SYSTEM | WFS23491758H | ESCHMANN | ASSET ONLY | 1 | NOT TO BE PRICED
7478 | IN SERVICE | SOL3641 | BRAMBLYS GRANGE HEALTH CENTRE | DENTAL-DECONTAMINATION ROOM | AIR COMPRESSOR | VTS200D | NOT FOUND | BAMBI AIR LTD | OEM-AIH | 1 | 550
7479 | IN SERVICE | SOL3644 | BRAMBLYS GRANGE HEALTH CENTRE | DENTAL-STORE ROOM | DENTAL SEDATION SYSTEM | MATRIX MDM | MINT-62620 | PORTER | ASSET ONLY | 1 | NOT TO BE PRICED
7480 | IN SERVICE | SOL3645 | BRAMBLYS GRANGE HEALTH CENTRE | DENTAL-SURGERY 1 | DENTAL ULTRASONIC SCALER | CAVITRON SELECT SPS | 124-54965 | DENTSPLY | OEM-AIH | 1 | 25
7481 | IN SERVICE | SOL3646 | BRAMBLYS GRANGE HEALTH CENTRE | DENTAL-SURGERY 1 | DENTAL CHAIR | VOYAGER-DENTAL CHAIR | ACD050160 | BELMONT | ASSET ONLY | 1 | NOT TO BE PRICED
7482 | IN SERVICE | SOL3647 | BRAMBLYS GRANGE HEALTH CENTRE | DENTAL-SURGERY 1 | DENTAL CHAIR | VOYAGER-DENTAL CHAIR | ASD050102 | BELMONT | ASSET ONLY | 5 | NOT TO BE PRICED
7483 | IN SERVICE | SOL3648 | BRAMBLYS GRANGE HEALTH CENTRE | DENTAL-SURGERY 1 | DENTAL LIGHT | 10-500 | CGB020229 | BELMONT | OEM-AIH | 1 | 8
7484 | IN SERVICE | SOL3649 | BRAMBLYS GRANGE HEALTH CENTRE | DENTAL-SURGERY 1 | DENTAL CHAIR | VOYAGER-DENTAL CHAIR | AUD050170 | BELMONT | ASSET ONLY | 1 | NOT TO BE PRICED
7485 | IN SERVICE | SOL3653 | BRAMBLYS GRANGE HEALTH CENTRE | DENTAL-SURGERY 1 | BLOOD PRESSURE MONITOR | ANEROID | NOT FOUND | ACCOSON | OEM-AIH | 1 | 8
7486 | IN SERVICE | SOL3654 | BRAMBLYS GRANGE HEALTH CENTRE | DENTAL-SURGERY 1 | THERMOMETER | ET-100A | NOT FOUND | TIMESCO | OEM-AIH | 1 | 15
7487 | IN SERVICE | SOL3655 | BRAMBLYS GRANGE HEALTH CENTRE | DENTAL-SURGERY 1 | DENTAL HOT AIR BLOWER | SAFE AIR | 13117 | CARBOLITE | OEM-AIH | 1 | 20
7488 | IN SERVICE | SOL3658 | BRAMBLYS GRANGE HEALTH CENTRE | DENTAL-X-RAY ROOM | DENTAL X RAY INTRA ORAL | SEARCHER | R10004 | BELMONT | ASSET ONLY | 1 | NOT TO BE PRICED
7489 | IN SERVICE | SOL3661 | BRAMBLYS GRANGE HEALTH CENTRE | DENTAL-X-RAY ROOM | ASPIRATOR | VP25 | 248 | ESCHMANN | OEM-AIH | 1 | 25
7490 | IN SERVICE | SOL3663 | BRAMBLYS GRANGE HEALTH CENTRE | DENTAL-STORE ROOM | DENTAL SEDATION SYSTEM | MATRIX MDM | MINT-62621 | PORTER | ASSET ONLY | 1 | NOT TO BE PRICED
7491 | IN SERVICE | SOL3664 | BRAMBLYS GRANGE HEALTH CENTRE | DENTAL-STORE ROOM | WHEELCHAIR | GVA896 | NOT FOUND | LOMAX | OEM-AIH | 1 | 25
7492 | IN SERVICE | SOL3665 | BRAMBLYS GRANGE HEALTH CENTRE | DENTAL-STORE ROOM | DENTAL CART | MDU-8 | 533 | NEWCODENT | OEM-AIH | 1 | 110
7493 | IN SERVICE | SOL2195 | BRAMBLYS GRANGE HEALTH CENTRE | DENTAL-STORE ROOM | DEFIBRILLATOR-AED | AED PRO | AA17F043000 | ZOLL MEDICAL | ASSET ONLY | 1 | NOT TO BE PRICED
7494 | IN SERVICE | SOL3667 | BRAMBLYS GRANGE HEALTH CENTRE | DENTAL-STORE ROOM | MEDICAL FRIDGE | TT46AP2 | NOT FOUND | ICE KING | OEM-AIH | 1 | 15
7495 | IN SERVICE | SOL2184 | BRAMBLYS GRANGE HEALTH CENTRE | DENTAL-STORE ROOM | DEFIBRILLATOR-AED | AED PRO | AA17F043026 | ZOLL MEDICAL | ASSET ONLY | 1 | NOT TO BE PRICED
7496 | IN SERVICE | SOL3668 | NORTH HANTS HOSPITAL | DENTAL ROOM | DENTAL DRILL | ELCOMED | 2300 | W&H | OEM-AIH | 1 | 45
7497 | IN SERVICE | SOL3670 | BRAMBLYS GRANGE HEALTH CENTRE | DENTAL-STORE ROOM | DENTAL ULTRASONIC SCALER | BOBCAT PRO | 115U-29370 | DENTSPLY | OEM-AIH | 1 | 25
7498 | IN SERVICE | SOL3671 | BRAMBLYS GRANGE HEALTH CENTRE | DENTAL-STORE ROOM | DENTAL AMALGAMATOR | SILAMAT S5 | 2167 | IVOCLAR VIVADENT | OEM-AIH | 1 | 25
7499 | IN SERVICE | SOL3674 | ALDERSHOT CENTRE FOR HEALTH | DENTAL-SURGERY 1 | DENTAL CURING LIGHT | OPTIMA 10 | L15B0048H2 | BA INTERNATIONAL | OEM-AIH | 1 | 15
7500 | IN SERVICE | SOL3681 | ALDERSHOT CENTRE FOR HEALTH | DENTAL-SURGERY 1 | DENTAL CART | TG02-100 | 1200007 | DENTALEZ | ASSET ONLY | 5 | NOT TO BE PRICED
7501 | IN SERVICE | SOL3683 | ALDERSHOT CENTRE FOR HEALTH | DENTAL-SURGERY 1 | AIR COMPRESSOR | VTS200D | NOT FOUND | BAMBI AIR LTD | OEM-AIH | 1 | 550
7502 | IN SERVICE | SOL3684 | ALDERSHOT CENTRE FOR HEALTH | DENTAL-SURGERY 1 | AIR COMPRESSOR | 150/500 | NOT FOUND | BAMBI AIR LTD | OEM-AIH | 1 | 550
7503 | IN SERVICE | SOL3687 | ALDERSHOT CENTRE FOR HEALTH | DENTAL-STORE ROOM | DENTAL SEDATION SYSTEM | MATRIX MDM | MINT-62624 | PORTER | ASSET ONLY | 1 | NOT TO BE PRICED
7504 | IN SERVICE | SOL3689 | ALDERSHOT CENTRE FOR HEALTH | DENTAL-STORE ROOM | BLOOD PRESSURE MONITOR | UA-767 | 5090304373 | A&D INSTRUMENTS | OEM-AIH | 1 | 8
7505 | IN SERVICE | SOL3690 | ALDERSHOT CENTRE FOR HEALTH | DENTAL-STORE ROOM | GLUCOMETER | ACCU-CHEK PERFORMA | 55207850414 | ROCHE DIAGNOSTICS | ASSET ONLY | 1 | NOT TO BE PRICED
7506 | IN SERVICE | SOL3691 | ALDERSHOT CENTRE FOR HEALTH | DENTAL-STORE ROOM | THERMOMETER | ET-100A | NOT FOUND | TIMESCO | OEM-AIH | 1 | 15
7507 | IN SERVICE | SOL3692 | ALDERSHOT CENTRE FOR HEALTH | DENTAL-SURGERY 2 | DENTAL PULP TESTER | DIGITEST | NOT FOUND | PARKELL INC | OEM-AIH | 1 | 10
7508 | IN SERVICE | SOL3698 | ALDERSHOT CENTRE FOR HEALTH | DENTAL-SURGERY 2 | INR CHARGER | COAGUCHEK XS PLUS | UQ0061955 | ROCHE DIAGNOSTICS | ASSET ONLY | 1 | NOT TO BE PRICED
7509 | IN SERVICE | SOL3704 | ALDERSHOT CENTRE FOR HEALTH | DENTAL-SURGERY 2 | DENTAL CART | TG02-100 | NOT FOUND | DENTALEZ | ASSET ONLY | 5 | NOT TO BE PRICED
7511 | IN SERVICE | SOL3709 | ALDERSHOT CENTRE FOR HEALTH | DENTAL-SURGERY 3 | INCUBATOR-TEST SAMPLE | 1401 | 10032312 | ALBERT BROWNE LTD | OEM-AIH | 1 | 90
7512 | IN SERVICE | SOL3713 | ALDERSHOT CENTRE FOR HEALTH | DENTAL-SURGERY 3 | DENTAL APEX LOCATOR | RAYPEX 5 | R0923564 | VDW DENTAL | OEM-AIH | 1 | 10
7513 | IN SERVICE | SOL3717 | ALDERSHOT CENTRE FOR HEALTH | DENTAL-SURGERY 3 | DENTAL CHAIR | CLESTA-DENTAL CHAIR | NOT FOUND | BELMONT | OEM-AIH | 1 | 200
7514 | IN SERVICE | SOL3719 | ALDERSHOT CENTRE FOR HEALTH | DENTAL-SURGERY 3 | DENTAL CHAIR | CLESTA-DENTAL CHAIR | NOT FOUND | BELMONT | ASSET ONLY | 5 | NOT TO BE PRICED
7515 | IN SERVICE | SOL3720 | ALDERSHOT CENTRE FOR HEALTH | DENTAL-SURGERY 3 | DENTAL X RAY INTRA ORAL | X-MIND | D09125 | SATELEC | ASSET ONLY | 1 | NOT TO BE PRICED
7516 | IN SERVICE | SOL3723 | ALDERSHOT CENTRE FOR HEALTH | DENTAL-SURGERY 3 | DENTAL X RAY VIEWER | NOT KNOWN. | NOT FOUND | NOT KNOWN | OEM-AIH | 1 | 25
7517 | IN SERVICE | SOL3727 | ALDERSHOT CENTRE FOR HEALTH | DENTAL-DIRTY UTILITY ROOM | DENTAL RO SYSTEM | RO WATER SYSTEM | NOT FOUND | ESCHMANN | ASSET ONLY | 1 | NOT TO BE PRICED
7518 | IN SERVICE | SOL3728 | ALDERSHOT CENTRE FOR HEALTH | DENTAL-DIRTY UTILITY ROOM | DENTAL ULTRASONIC BATH | HYGEA 2 | 51345 | ULTRAWAVE | OEM-AIH | 1 | 45
7520 | IN SERVICE | SOL3730 | ALDERSHOT CENTRE FOR HEALTH | DENTAL-DIRTY UTILITY ROOM | INCUBATOR-TEST SAMPLE | 1401 | 10032361 | ALBERT BROWNE LTD | OEM-AIH | 1 | 90
7521 | IN SERVICE | SOL3735 | ALDERSHOT CENTRE FOR HEALTH | DENTAL-STORE ROOM | DENTAL DRILL | MT35 | 2049 | TAKAMIYA DENTAL | OEM-AIH | 1 | 45
7522 | IN SERVICE | SOL3736 | ALDERSHOT CENTRE FOR HEALTH | DENTAL-STORE ROOM | DENTAL DRILL | THUMB | T25R317DO020 | SAESHIN | OEM-AIH | 1 | 45
7523 | IN SERVICE | SOL3740 | ALDERSHOT CENTRE FOR HEALTH | DENTAL-X-RAY ROOM | DENTAL X RAY VIEWER | NOT KNOWN. | NOT FOUND | NOT KNOWN | OEM-AIH | 1 | 25
7524 | IN SERVICE | SOL3741 | ALDERSHOT CENTRE FOR HEALTH | DENTAL-X-RAY ROOM | BLOOD PRESSURE MONITOR | UA-767 | 3041101041 | A&D INSTRUMENTS | OEM-AIH | 1 | 8
7525 | IN SERVICE | SOL3743 | ROYAL SOUTH HANTS HOSPITAL | COMMUNITY PAEDIATRIC MEDICAL SERVICES | OTOSCOPE | STANDARD | 7429 | KEELER | PM | 1 | 5
7526 | IN SERVICE | SOL3744 | MAGNOLIA CENTRE | COMMUNITY PAEDIATRIC MEDICAL SERVICES | OTOSCOPE | STANDARD | NOT FOUND | KEELER | PM | 1 | 5
7527 | IN SERVICE | SOL3745 | MAGNOLIA CENTRE | COMMUNITY PAEDIATRIC MEDICAL SERVICES | OTOSCOPE | MINI 3000 | NOT FOUND | HEINE | PM | 1 | 5
7528 | IN SERVICE | SOL3746 | MAGNOLIA CENTRE | COMMUNITY PAEDIATRIC MEDICAL SERVICES | SCALES | 899 | 5899133094850 | SECA LTD | PM | 1 | 15
7529 | IN SERVICE | SOL3747 | MAGNOLIA CENTRE | COMMUNITY PAEDIATRIC MEDICAL SERVICES | HEIGHT MEASURE | LEICESTER | NOT FOUND | MARSDEN | INSPECTION ONLY | 1 | 15
7530 | IN SERVICE | SOL3748 | MAGNOLIA CENTRE | COMMUNITY PAEDIATRIC MEDICAL SERVICES | SCALES | 835 | 5835136080774 | SECA LTD | PM | 1 | 15
7531 | IN SERVICE | SOL3749 | MAGNOLIA CENTRE | COMMUNITY PAEDIATRIC MEDICAL SERVICES | PLINTH | 3 SECTION | 13846 | PLINTH MEDICAL | PM | 1 | 35
7532 | IN SERVICE | SOL3752 | MAGNOLIA CENTRE | COMMUNITY PAEDIATRIC MEDICAL SERVICES | STADIOMETER | WALL MOUNTED | NOT FOUND | RAVEN EQUIPMENT LTD | INSPECTION ONLY | 1 | 15
7533 | IN SERVICE | SOL3757 | BLACKTHORN HEALTH CENTRE | PODIATRY-PODIATRY CLINIC | THERMOMETER | GENTLE TEMP 510 | 20131201453UF | OMRON HEALTHCARE | PM | 1 | 15
7534 | IN SERVICE | SOL3759 | BROADCAST HOUSE | COMMUNITY NURSING TEAM | THERMOMETER | GENTLE TEMP 510 | 20100205077UF | OMRON HEALTHCARE | PM | 1 | 15
7536 | IN SERVICE | SOL3761 | SOLENT MEDICAL SERVICES | COMMUNITY WELLBEING TEAM | THERMOMETER | THERMOSCAN | 15415K48126 | BRAUN | PM | 1 | 15
7537 | IN SERVICE | SOL3763 | SOLENT MEDICAL SERVICES | COMMUNITY WELLBEING TEAM | PULSE OXIMETER-FINGER | 9006368 | 152319901128 | HENRY SCHEIN | PM | 1 | 15
7538 | IN SERVICE | SOL3764 | BROADCAST HOUSE | COMMUNITY NURSING TEAM | THERMOMETER | THERMOSCAN | 21115K43365 | BRAUN | PM | 1 | 15
7539 | IN SERVICE | SOL3765 | BROADCAST HOUSE | COMMUNITY NURSING TEAM | PULSE OXIMETER-FINGER | ONYX VANTAGE | 501862614 | NONIN | PM | 1 | 15
7540 | IN SERVICE | SOL3767 | BROADCAST HOUSE | COMMUNITY NURSING TEAM | THERMOMETER | THERMOSCAN | 15415K39123 | BRAUN | PM | 1 | 15
7541 | IN SERVICE | SOL3768 | BROADCAST HOUSE | COMMUNITY NURSING TEAM | GLUCOMETER | JAZZ | CUCC12XG803413 | AGAMATRIX | ASSET ONLY | 1 | NOT TO BE PRICED
7542 | IN SERVICE | SOL3770 | BROADCAST HOUSE | COMMUNITY NURSING TEAM | THERMOMETER | THERMOSCAN | 32214K42353 | BRAUN | PM | 1 | 15
7543 | IN SERVICE | SOL3772 | BROADCAST HOUSE | COMMUNITY NURSING TEAM | PULSE OXIMETER-FINGER | ONYX VANTAGE | 501862622 | NONIN | PM | 1 | 15
7544 | IN SERVICE | SOL3777 | BROADCAST HOUSE | COMMUNITY NURSING TEAM | GLUCOMETER | NEXUS GLUCO RX | 4277116090023960 | TAIDOC TECHNOLOGY | ASSET ONLY | 1 | NOT TO BE PRICED
7545 | IN SERVICE | SOL3781 | BROADCAST HOUSE | COMMUNITY NURSING TEAM | GLUCOMETER | COAGUCHECK XS | UP0054126 | ROCHE DIAGNOSTICS | ASSET ONLY | 1 | NOT TO BE PRICED
7546 | IN SERVICE | SOL3782 | BROADCAST HOUSE | COMMUNITY NURSING TEAM | PULSE OXIMETER-FINGER | ONYX VANTAGE | 501862620 | NONIN | PM | 1 | 15
7547 | IN SERVICE | SOL3783 | BROADCAST HOUSE | COMMUNITY NURSING TEAM | THERMOMETER | GENTLE TEMP 510 | 20100205078UF | OMRON HEALTHCARE | PM | 1 | 15
7548 | IN SERVICE | SOL3784 | BROADCAST HOUSE | COMMUNITY NURSING TEAM | DIAGNOSTIC SET | BETA 200 | NOT FOUND | HEINE | PM | 1 | 5
7549 | IN SERVICE | SOL3785 | BROADCAST HOUSE | COMMUNITY NURSING TEAM | OPHTHALMOSCOPE | 901081 | NOT FOUND | WELCH ALLYN | PM | 1 | 5
7550 | IN SERVICE | SOL3787 | BROADCAST HOUSE | COMMUNITY NURSING TEAM | PULSE OXIMETER-FINGER | 9006368 | 143219901429 | HENRY SCHEIN | PM | 1 | 15
7552 | IN SERVICE | SOL3789 | BROADCAST HOUSE | COMMUNITY NURSING TEAM | GLUCOMETER | NEXUS GLUCO RX | 4277113370001680 | TAIDOC TECHNOLOGY | ASSET ONLY | 1 | NOT TO BE PRICED
7553 | IN SERVICE | SOL3790 | ROYAL SOUTH HANTS HOSPITAL | COMMUNITY NURSING TEAM | THERMOMETER | THERMOSCAN | 26512K02109 | BRAUN | PM | 1 | 15
7554 | IN SERVICE | SOL3791 | BROADCAST HOUSE | COMMUNITY NURSING TEAM | SPHYGMOMANOMETER | SHOCK RESISTANT | 80228112952 | WELCH ALLYN | PM | 1 | 8
7555 | IN SERVICE | SOL3792 | BROADCAST HOUSE | COMMUNITY NURSING TEAM | SCALES | 761 | 2761121088520 | SECA LTD | PM | 1 | 15
7556 | IN SERVICE | SOL3793 | BROADCAST HOUSE | COMMUNITY NURSING TEAM | THERMOMETER | THERMOSCAN | 26412K07142 | BRAUN | PM | 1 | 15
7557 | IN SERVICE | SOL3796 | BROADCAST HOUSE | COMMUNITY NURSING TEAM | BLOOD PRESSURE MONITOR | M7 | 20090900791LF | OMRON HEALTHCARE | PM | 1 | 8
7558 | IN SERVICE | SOL3797 | BROADCAST HOUSE | COMMUNITY NURSING TEAM | PULSE OXIMETER-FINGER | ANP100 | DO1401I01849 | ANA WIZ LTD | PM | 1 | 15
7559 | IN SERVICE | SOL3799 | BROADCAST HOUSE | COMMUNITY NURSING TEAM | DIAGNOSTIC SET | VISTA | 19687 | KEELER | PM | 1 | 5
7560 | IN SERVICE | SOL3810 | BROADCAST HOUSE | COMMUNITY NURSING TEAM | INFUSION PUMP-SYRINGE | T34 | S90287 | CME MCKINLEY | PM | 1 | 55
7561 | IN SERVICE | SOL3811 | BROADCAST HOUSE | COMMUNITY NURSING TEAM | PULSE OXIMETER-FINGER | ONYX VANTAGE | 501980780 | NONIN | PM | 1 | 15
7563 | IN SERVICE | SOL3814 | BROADCAST HOUSE | COMMUNITY NURSING TEAM | PULSE OXIMETER-FINGER | GO2 | 502228654 | NONIN | PM | 1 | 15
7564 | IN SERVICE | SOL3817 | BROADCAST HOUSE | COMMUNITY NURSING TEAM | BLOOD PRESSURE MONITOR | DURASHOCK DS65 | 140807123828 | WELCH ALLYN | PM | 1 | 8
7565 | IN SERVICE | SOL3819 | BROADCAST HOUSE | COMMUNITY NURSING TEAM | SCALES | 875 | 5875079126329 | SECA LTD | PM | 1 | 15
7566 | IN SERVICE | SOL3821 | BROADCAST HOUSE | COMMUNITY NURSING TEAM | SCALES | 875 | 5875302138777 | SECA LTD | PM | 1 | 15
7567 | IN SERVICE | SOL3822 | BROADCAST HOUSE | COMMUNITY NURSING TEAM | SCALES | 761 | 5761070157529 | SECA LTD | PM | 1 | 15
7568 | IN SERVICE | SOL3823 | BROADCAST HOUSE | COMMUNITY NURSING TEAM | SCALES | 761 | 5761070157526 | SECA LTD | PM | 1 | 15
7569 | IN SERVICE | SOL3825 | ADELAIDE HEALTH CENTRE | CHILDREN COMMUNITY NURSING TEAM-LEVEL 2 | ASPIRATOR | 7305U | PU131249 | DRIVE DEVILBISS | PM | 1 | 25
7570 | IN SERVICE | SOL3834 | BROADCAST HOUSE | COMMUNITY NURSING TEAM | GLUCOMETER | NEXUS GLUCO RX | 427711634014696D | TAIDOC TECHNOLOGY | ASSET ONLY | 1 | NOT TO BE PRICED
7571 | IN SERVICE | SOL3837 | BROADCAST HOUSE | COMMUNITY NURSING TEAM | THERMOMETER | THERMOSCAN | 36214K32649 | BRAUN | PM | 1 | 15
7572 | IN SERVICE | SOL3838 | BROADCAST HOUSE | COMMUNITY NURSING TEAM | BLOOD PRESSURE MONITOR | DURASHOCK | 60102153571 | WELCH ALLYN | PM | 1 | 8
7573 | IN SERVICE | SOL3842 | BROADCAST HOUSE | COMMUNITY NURSING TEAM | EAR IRRIGATOR | PROPULSE NG | 25-34509/2012 | MIRAGE HEALTH | PM | 1 | 30
7574 | IN SERVICE | SOL3844 | BROADCAST HOUSE | COMMUNITY NURSING TEAM | SCALES | 761 | 5761070157538 | SECA LTD | PM | 1 | 15
7575 | IN SERVICE | SOL2200 | BETTER CARE CENTRE | CHILD AND ADOLESCENT MHS-LEVEL 1 | DEFIBRILLATOR-AED | AED PRO | AA1F043028 | ZOLL MEDICAL | ASSET ONLY | 1 | NOT TO BE PRICED
7576 | IN SERVICE | SOL3849 | BETTER CARE CENTRE | CHILD AND ADOLESCENT MHS-LEVEL 1 | HEIGHT MEASURE | LEICESTER | NOT FOUND | SECA LTD | INSPECTION ONLY | 1 | 15
7577 | IN SERVICE | SOL3851 | BETTER CARE CENTRE | CHILD AND ADOLESCENT MHS-LEVEL 1 | SCALES | 761 | 2761129118138 | SECA LTD | PM | 1 | 15
7578 | IN SERVICE | SOL3853 | BETTER CARE CENTRE | CHILD AND ADOLESCENT MHS-LEVEL 1 | SCALES | 761 | 2761129118134 | SECA LTD | PM | 1 | 15
7579 | IN SERVICE | SOL3854 | BETTER CARE CENTRE | CHILD AND ADOLESCENT MHS-LEVEL 1 | SCALES | 761 | 2761044128604 | SECA LTD | PM | 1 | 15
7580 | IN SERVICE | SOL3855 | CEDAR SCHOOL | SCHOOL NURSES-NURSES ROOM | PULSE OXIMETER-HANDHELD | PM100N | MBP1718155 | COVIDIEN | PM | 1 | 55
7581 | IN SERVICE | SOL3856 | ADELAIDE HEALTH CENTRE | CHILDREN COMMUNITY NURSING TEAM-LEVEL 2 | PULSE OXIMETER-HANDHELD | PM100N | MBP1718151 | COVIDIEN | PM | 1 | 55
7582 | IN SERVICE | SOL3857 | ADELAIDE HEALTH CENTRE | CHILDREN COMMUNITY NURSING TEAM-LEVEL 2 | PULSE OXIMETER-HANDHELD | PM100N | MBP1718156 | COVIDIEN | PM | 1 | 55
7584 | IN SERVICE | SOL3859 | ROSEWOOD FREE SCHOOL | SCHOOL NURSES-NURSES ROOM | PULSE OXIMETER-HANDHELD | PM100N | MBP1718154 | COVIDIEN | PM | 1 | 55
7585 | IN SERVICE | SOL3864 | BITTERNE HEALTH CENTRE | COMMUNITY NURSING TEAM | SCALES | 761 | 2761335127719 | SECA LTD | PM | 1 | 15
7586 | IN SERVICE | SOL3877 | BITTERNE HEALTH CENTRE | COMMUNITY NURSING TEAM | SCALES | 875 | 5875079138081 | SECA LTD | PM | 1 | 15
7587 | IN SERVICE | SOL3880 | BITTERNE HEALTH CENTRE | COMMUNITY NURSING TEAM | DIAGNOSTIC SET | 211 | NOT FOUND | WELCH ALLYN | PM | 1 | 5
7588 | IN SERVICE | SOL3882 | BITTERNE HEALTH CENTRE | COMMUNITY NURSING TEAM | PULSE OXIMETER-FINGER | 9006368 | 152319900369 | HENRY SCHEIN | PM | 1 | 15
7589 | IN SERVICE | SOL3883 | BITTERNE HEALTH CENTRE | COMMUNITY NURSING TEAM | GLUCOMETER | NEXUS GLUCO RX | 4277113190013470 | TAIDOC TECHNOLOGY | ASSET ONLY | 1 | NOT TO BE PRICED
7590 | IN SERVICE | SOL3885 | BITTERNE HEALTH CENTRE | COMMUNITY NURSING TEAM | THERMOMETER | THERMOSCAN | 18215K41212 | BRAUN | PM | 1 | 15
7591 | IN SERVICE | SOL3891 | BITTERNE HEALTH CENTRE | COMMUNITY NURSING TEAM | GLUCOMETER | ADVANTAGE | 830113838147 | ROCHE DIAGNOSTICS | ASSET ONLY | 1 | NOT TO BE PRICED
7592 | IN SERVICE | SOL3904 | BITTERNE HEALTH CENTRE | COMMUNITY NURSING TEAM | BLOOD PRESSURE MONITOR | DURASHOCK DS65 | 150706231429 | WELCH ALLYN | PM | 1 | 8
7593 | IN SERVICE | SOL3905 | BITTERNE HEALTH CENTRE | COMMUNITY NURSING TEAM | THERMOMETER | THERMOSCAN | 11121089558 | BRAUN | PM | 1 | 15
7594 | IN SERVICE | SOL3907 | BITTERNE HEALTH CENTRE | COMMUNITY NURSING TEAM | GLUCOMETER | NEXUS GLUCO RX | 4277113190013490 | TAIDOC TECHNOLOGY | ASSET ONLY | 1 | NOT TO BE PRICED
7595 | IN SERVICE | SOL3911 | BITTERNE HEALTH CENTRE | COMMUNITY NURSING TEAM | THERMOMETER | THERMOSCAN | 12415K31858 | BRAUN | PM | 1 | 15
7596 | IN SERVICE | SOL3912 | BITTERNE HEALTH CENTRE | PODIATRY-PODIATRY CLINIC | PLINTH | A7252/8/3FS | IPS-15819 | ARJO HUNTLEIGH | PM | 1 | 35
7597 | IN SERVICE | SOL3916 | BITTERNE HEALTH CENTRE | PODIATRY-PODIATRY CLINIC | THERMOMETER | GENTLE TEMP 510 | 20131201235UF | OMRON HEALTHCARE | PM | 1 | 15
7598 | IN SERVICE | SOL3917 | BITTERNE HEALTH CENTRE | PODIATRY-PODIATRY CLINIC | THERMOMETER | BK8005 | NOT FOUND | BOKANG | PM | 1 | 15
7599 | IN SERVICE | SOL3918 | BITTERNE HEALTH CENTRE | PODIATRY-PODIATRY CLINIC | GLUCOMETER | OMNITEST 3 | GAA3UKNJ00854 | B BRAUN MEDICAL | ASSET ONLY | 1 | NOT TO BE PRICED
7600 | IN SERVICE | SOL3919 | THORNHILL CENTRE FOR HEALTHY LIVING | SITE SERVICES-CONSULTING ROOM | SCALES | 878 | 5878075176200 | SECA LTD | PM | 1 | 15
7601 | IN SERVICE | SOL3920 | WESTERN COMMUNITY HOSPITAL | WEST COMMUNITY INDEPENDENCE TEAM-WESTERN WING | BLOOD PRESSURE MONITOR | M2BASIC | 20170746648VG | OMRON HEALTHCARE | PM | 1 | 8
7602 | IN SERVICE | SOL3921 | WESTERN COMMUNITY HOSPITAL | WEST COMMUNITY INDEPENDENCE TEAM-WESTERN WING | BLOOD PRESSURE MONITOR | DS54 | 170525064837 | WELCH ALLYN | PM | 1 | 8
7603 | IN SERVICE | SOL3922 | WESTERN COMMUNITY HOSPITAL | WEST COMMUNITY INDEPENDENCE TEAM-WESTERN WING | BLOOD PRESSURE MONITOR | DS54 | 170525060828 | WELCH ALLYN | PM | 1 | 8
7604 | IN SERVICE | SOL3923 | WESTERN COMMUNITY HOSPITAL | WEST COMMUNITY INDEPENDENCE TEAM-WESTERN WING | BLOOD PRESSURE MONITOR | DS54 | 170525065957 | WELCH ALLYN | PM | 1 | 8
7605 | IN SERVICE | SOL5567 | ANDOVER HEALTH CENTRE | DENTAL-ROOM 1 | DENTAL LIGHT | I05000 | CG06K0146 | BELMONT | OEM-AIH | 1 | 8
7606 | IN SERVICE | SOL5569 | ANDOVER HEALTH CENTRE | DENTAL-ROOM 1 | DENTAL SPITOON | CLEO SP-SPITOON | AU07A0165 | BELMONT | ASSET ONLY | 1 | NOT TO BE PRICED
7607 | IN SERVICE | SOL5570 | ANDOVER HEALTH CENTRE | DENTAL-ROOM 1 | DENTAL SPITOON | CLEO SP-SPITOON | AS07A0125 | BELMONT | OEM-AIH | 1 | 110
7608 | IN SERVICE | SOL5573 | ANDOVER HEALTH CENTRE | DENTAL-ROOM 1 | DENTAL ULTRASONIC SCALER | CAVITRON SELECT SPS | 123-27315 | DENTSPLY | OEM-AIH | 1 | 25
7610 | IN SERVICE | SOL5578 | ANDOVER HEALTH CENTRE | DENTAL-DIRTY UTILITY ROOM | DENTAL WASHER DISINFECTOR | LITTLE SISTER 7881 | NOT FOUND | ESCHMANN | ASSET ONLY | 1 | NOT TO BE PRICED
7612 | IN SERVICE | SOL5588 | ANDOVER HEALTH CENTRE | DENTAL-ROOM 2 | DENTAL DRILL | X-SMART | 6Y22229 | DENTSPLY | OEM-AIH | 1 | 45
7613 | IN SERVICE | SOL5596 | ANDOVER HEALTH CENTRE | DENTAL-ROOM 2 | DENTAL LIGHT | I05000 | CG06L0126 | BELMONT | OEM-AIH | 1 | 8
7614 | IN SERVICE | SOL5597 | ANDOVER HEALTH CENTRE | DENTAL-ROOM 2 | DENTAL CHAIR | VOYAGER-DENTAL CHAIR | AU06K0199 | BELMONT | ASSET ONLY | 1 | NOT TO BE PRICED
7615 | IN SERVICE | SOL5598 | ANDOVER HEALTH CENTRE | DENTAL-ROOM 2 | DENTAL CHAIR | VOYAGER-DENTAL CHAIR | AS06K0142 | BELMONT | ASSET ONLY | 5 | NOT TO BE PRICED
7616 | IN SERVICE | SOL5599 | ANDOVER HEALTH CENTRE | DENTAL-STORE ROOM | MEDICAL FRIDGE | R5009W | 11101557444440400 | LEC MEDICAL | OEM-AIH | 1 | 15
7617 | IN SERVICE | SOL5600 | ANDOVER HEALTH CENTRE | DENTAL-STORE ROOM | DENTAL SEDATION SYSTEM | MATRIX MDM | 204A-258 | PORTER | ASSET ONLY | 1 | NOT TO BE PRICED
7618 | IN SERVICE | SOL5601 | ANDOVER HEALTH CENTRE | DENTAL-STORE ROOM | DENTAL SEDATION SYSTEM | MATRIX MDM | 71406 | PORTER | ASSET ONLY | 1 | NOT TO BE PRICED
7619 | IN SERVICE | SOL5603 | ANDOVER HEALTH CENTRE | DENTAL-ROOM 3 | DENTAL SPITOON | CLESTA-SPITTON | NOT FOUND | BELMONT | OEM-AIH | 1 | 110
7620 | IN SERVICE | SOL5604 | ANDOVER HEALTH CENTRE | DENTAL-ROOM 3 | DENTAL CART | CLESTA II | FBT09038 | BELMONT | OEM-AIH | 1 | 110
7621 | IN SERVICE | SOL5606 | ANDOVER HEALTH CENTRE | DENTAL-ROOM 3 | DENTAL SUCTION UNIT | VS 300 | A207276004 | DURR DENTAL | ASSET ONLY | 1 | NOT TO BE PRICED
7622 | IN SERVICE | SOL5607 | ANDOVER HEALTH CENTRE | DENTAL-ROOM 3 | X RAY FILM VIEWER | RINN | NOT FOUND | DENTSPLY | OEM-AIH | 1 | 25
7623 | IN SERVICE | SOL5608 | ANDOVER HEALTH CENTRE | DENTAL-ROOM 3 | DENTAL X RAY INTRA ORAL | PROSTYLE | EIJ953589 | PLANMECA | ASSET ONLY | 1 | NOT TO BE PRICED
7624 | IN SERVICE | SOL5609 | ANDOVER HEALTH CENTRE | DENTAL-ROOM 3 | DENTAL X RAY INTRA ORAL | PROSTYLE | 954115 | PLANMECA | ASSET ONLY | 1 | NOT TO BE PRICED
7625 | IN SERVICE | SOL5610 | ANDOVER HEALTH CENTRE | DENTAL-ROOM 3 | DENTAL ULTRASONIC SCALER | BOBCAT PRO | 115U19471 | DENTSPLY | OEM-AIH | 1 | 25
7627 | IN SERVICE | SOL5614 | ANDOVER HEALTH CENTRE | DENTAL-X-RAY ROOM | DENTAL WHEELCHAIR PLATFORM | BARIATRIC TREATMENT CHAIR | 110 | DESIGN SPECIFIC | ASSET ONLY | 1 | NOT TO BE PRICED
7628 | IN SERVICE | SOL5616 | ANDOVER HEALTH CENTRE | DENTAL-X-RAY ROOM | DENTAL X RAY DIGITAL READER | CR7400 | 60509032 | CARESTREAM HEALTHCARE | ASSET ONLY | 1 | NOT TO BE PRICED
7629 | IN SERVICE | SOL5619 | ANDOVER HEALTH CENTRE | DENTAL-X-RAY ROOM | WHEELCHAIR | ENIGMA | Y12060472 | DRIVE DEVILBISS | OEM-AIH | 1 | 25
7630 | IN SERVICE | SOL5620 | ANDOVER HEALTH CENTRE | DENTAL-X-RAY ROOM | DENTAL SUCTION UNIT | TURBO JET | WP309731 | CATTANI | OEM-AIH | 1 | 400
7631 | IN SERVICE | SOL5621 | ANDOVER HEALTH CENTRE | DENTAL-X-RAY ROOM | DENTAL CURING LIGHT | SMARTLITE PS | 70364882 | DENTSPLY | OEM-AIH | 1 | 15
7632 | IN SERVICE | SOL2194 | ANDOVER HEALTH CENTRE | DENTAL-STORE ROOM | DEFIBRILLATOR-AED | AED PRO | AA17H043430 | ZOLL MEDICAL | ASSET ONLY | 1 | NOT TO BE PRICED
7633 | IN SERVICE | SOL2187 | ANDOVER HEALTH CENTRE | DENTAL-STORE ROOM | DEFIBRILLATOR-AED | AED PRO | AA17F043032 | ZOLL MEDICAL | ASSET ONLY | 1 | NOT TO BE PRICED
7634 | IN SERVICE | SOL3928 | ADELAIDE HEALTH CENTRE | CHILDREN COMMUNITY NURSING TEAM-LEVEL 2 | BLOOD PRESSURE MONITOR | DS5401 | 170628140718 | WELCH ALLYN | PM | 1 | 8
7635 | IN SERVICE | SOL3929 | ADELAIDE HEALTH CENTRE | CHILDREN COMMUNITY NURSING TEAM-LEVEL 2 | BLOOD PRESSURE MONITOR | DS5401 | 170628144028 | WELCH ALLYN | PM | 1 | 8
7636 | IN SERVICE | SOL3930 | ADELAIDE HEALTH CENTRE | CHILDREN COMMUNITY NURSING TEAM-LEVEL 2 | BLOOD PRESSURE MONITOR | DS5401 | 170628152049 | WELCH ALLYN | PM | 1 | 8
7637 | IN SERVICE | SOL3931 | ADELAIDE HEALTH CENTRE | CHILDREN COMMUNITY NURSING TEAM-LEVEL 2 | BLOOD PRESSURE MONITOR | MEDICUS PLUS | NOT FOUND | BOSO | PM | 1 | 8
7638 | IN SERVICE | SOL3933 | ADELAIDE HEALTH CENTRE | CHILDREN COMMUNITY NURSING TEAM-LEVEL 2 | VENTILATOR | TRILOGY 100 | TV116021772 | PHILIPS HEALTHCARE | PM | 1 | 799
7639 | IN SERVICE | SOL3934 | ADELAIDE HEALTH CENTRE | CHILDREN COMMUNITY NURSING TEAM-LEVEL 2 | HUMIDIFIER | HC150 | 140912015124 | FISHER & PAYKEL | PM | 1 | 55
7640 | IN SERVICE | SOL3935 | ROSEWOOD FREE SCHOOL | SCHOOL NURSES-NURSES ROOM | BLOOD PRESSURE MONITOR | 7051T | 20101200581LF | OMRON HEALTHCARE | PM | 1 | 8
7641 | IN SERVICE | SOL3937 | ROSEWOOD FREE SCHOOL | SCHOOL NURSES-NURSES ROOM | PULSE OXIMETER-HANDHELD | NPB40 | G03828981 | COVIDIEN | PM | 1 | 55
7642 | IN SERVICE | SOL3941 | ROSEWOOD FREE SCHOOL | SCHOOL NURSES-NURSES ROOM | SCALES | 665 | 1665046080800 | SECA LTD | PM | 1 | 15
7643 | IN SERVICE | SOL2203 | CEDAR SCHOOL | SCHOOL NURSES-NURSES ROOM | DEFIBRILLATOR-AED | AED PRO | AA17F042984 | ZOLL MEDICAL | ASSET ONLY | 1 | NOT TO BE PRICED
7645 | IN SERVICE | SOL3947 | CEDAR SCHOOL | SCHOOL NURSES-NURSES ROOM | THERMOMETER | THERMOSCAN PRO 4000 | 25612K00174 | BRAUN | PM | 1 | 15
7646 | IN SERVICE | SOL3953 | CEDAR SCHOOL | SCHOOL NURSES-NURSES ROOM | SCALE-CHAIR | 954 | 1954216990599 | SECA LTD | PM | 1 | 15
7647 | IN SERVICE | SOL3954 | CEDAR SCHOOL | SCHOOL NURSES-NURSES ROOM | OTOSCOPE | STANDARD | 35528 | KEELER | PM | 1 | 5
7648 | IN SERVICE | SOL3955 | CEDAR SCHOOL | SCHOOL NURSES-NURSES ROOM | MEDICAL FRIDGE | NONE | NOT FOUND | LEC MEDICAL | PM | 1 | NOT TO BE PRICED
7649 | IN SERVICE | SOL2204 | CEDAR SCHOOL | SCHOOL NURSES-NURSES ROOM | DEFIBRILLATOR-AED | AED PRO | AA17F043072 | ZOLL MEDICAL | ASSET ONLY | 1 | NOT TO BE PRICED
7650 | IN SERVICE | SOL5630 | ST MARY'S COMMUNITY HEALTH CAMPUS | COMMUNITY NURSING TEAM | GLUCOMETER | FREESTYLE OPTIUM NEO | LAMU326S00828 | ABBOTS MEDICAL | ASSET ONLY | 1 | NOT TO BE PRICED
7652 | IN SERVICE | SOL5632 | ST MARY'S COMMUNITY HEALTH CAMPUS | COMMUNITY NURSING TEAM | INFUSION PUMP-SYRINGE | T34 | S83945 | CME MCKINLEY | PM | 1 | 55
7653 | IN SERVICE | SOL5634 | ST MARY'S COMMUNITY HEALTH CAMPUS | COMMUNITY NURSING TEAM | GLUCOMETER | OPTIUM XCEED | XCB153-1007 | ABBOTS MEDICAL | ASSET ONLY | 1 | NOT TO BE PRICED
7654 | IN SERVICE | SOL5635 | ST MARY'S COMMUNITY HEALTH CAMPUS | COMMUNITY NURSING TEAM | BLOOD PRESSURE MONITOR | PRESSOSTABIL | 1249840 | WELCH ALLYN | PM | 1 | 8
7655 | IN SERVICE | SOL5637 | ST MARY'S COMMUNITY HEALTH CAMPUS | COMMUNITY NURSING TEAM | BLOOD PRESSURE MONITOR | LIMPET | 170410023 | ACCOSON | PM | 1 | 8
7656 | IN SERVICE | SOL5638 | ST MARY'S COMMUNITY HEALTH CAMPUS | COMMUNITY NURSING TEAM | BLOOD PRESSURE MONITOR | LIMPET | 170410097 | ACCOSON | PM | 1 | 8
7657 | IN SERVICE | SOL5639 | ST MARY'S COMMUNITY HEALTH CAMPUS | COMMUNITY NURSING TEAM | BLOOD PRESSURE MONITOR | LIMPET | 170410026 | ACCOSON | PM | 1 | 8
7658 | IN SERVICE | SOL5641 | ST MARY'S COMMUNITY HEALTH CAMPUS | COMMUNITY NURSING TEAM | BLOOD PRESSURE MONITOR | LIMPET | 170410088 | ACCOSON | PM | 1 | 8
7659 | IN SERVICE | SOL5642 | ST MARY'S COMMUNITY HEALTH CAMPUS | COMMUNITY NURSING TEAM | BLOOD PRESSURE MONITOR | LIMPET | 170410021 | ACCOSON | PM | 1 | 8
7660 | IN SERVICE | SOL5643 | ST MARY'S COMMUNITY HEALTH CAMPUS | COMMUNITY NURSING TEAM | PULSE OXIMETER-FINGER | MD300C2 | 171103900870 | BEIJING CHOICE ELECTRONICS | PM | 1 | 15
7661 | IN SERVICE | SOL5644 | ST MARY'S COMMUNITY HEALTH CAMPUS | COMMUNITY NURSING TEAM | PULSE OXIMETER-FINGER | MD300C2 | 171103900464 | BEIJING CHOICE ELECTRONICS | PM | 1 | 15
7662 | IN SERVICE | SOL5645 | ST MARY'S COMMUNITY HEALTH CAMPUS | COMMUNITY NURSING TEAM | PULSE OXIMETER-FINGER | MD300C2 | 171103900392 | BEIJING CHOICE ELECTRONICS | PM | 1 | 15
7663 | IN SERVICE | SOL5646 | ST MARY'S COMMUNITY HEALTH CAMPUS | COMMUNITY NURSING TEAM | PULSE OXIMETER-FINGER | MD300C2 | 171103900391 | BEIJING CHOICE ELECTRONICS | PM | 1 | 15
7664 | IN SERVICE | SOL5647 | ST MARY'S COMMUNITY HEALTH CAMPUS | COMMUNITY NURSING TEAM | PULSE OXIMETER-FINGER | MD300C2 | 171103900868 | BEIJING CHOICE ELECTRONICS | PM | 1 | 15
7665 | IN SERVICE | SOL5648 | ST MARY'S COMMUNITY HEALTH CAMPUS | COMMUNITY NURSING TEAM | PULSE OXIMETER-FINGER | MD300C2 | 171103900431 | BEIJING CHOICE ELECTRONICS | PM | 1 | 15
7666 | IN SERVICE | SOL5651 | ST MARY'S COMMUNITY HEALTH CAMPUS | COMMUNITY NURSING TEAM | THERMOMETER | ET-100A | NOT FOUND | TIMESCO | PM | 1 | 15
7667 | IN SERVICE | SOL5652 | ST MARY'S COMMUNITY HEALTH CAMPUS | COMMUNITY NURSING TEAM | THERMOMETER | ET-100A | NOT FOUND | TIMESCO | PM | 1 | 15
7668 | IN SERVICE | SOL5653 | ST MARY'S COMMUNITY HEALTH CAMPUS | COMMUNITY NURSING TEAM | THERMOMETER | ET-100A | NOT FOUND | TIMESCO | PM | 1 | 15
7670 | IN SERVICE | SOL5656 | ST MARY'S COMMUNITY HEALTH CAMPUS | COMMUNITY NURSING TEAM | GLUCOMETER | FREESTYLE OPTIUM NEO | LAMV278S00681 | ABBOTS MEDICAL | ASSET ONLY | 1 | NOT TO BE PRICED
7671 | IN SERVICE | SOL5657 | ST MARY'S COMMUNITY HEALTH CAMPUS | COMMUNITY NURSING TEAM | GLUCOMETER | FREESTYLE OPTIMUM | XEMT093-P24D2 | ABBOTS MEDICAL | ASSET ONLY | 1 | NOT TO BE PRICED
7672 | IN SERVICE | SOL5658 | ST MARY'S COMMUNITY HEALTH CAMPUS | COMMUNITY NURSING TEAM | GLUCOMETER | FREESTYLE OPTIMUM | XEMT093-P2731 | ABBOTS MEDICAL | ASSET ONLY | 1 | NOT TO BE PRICED
7673 | IN SERVICE | SOL5659 | ST MARY'S COMMUNITY HEALTH CAMPUS | COMMUNITY NURSING TEAM | GLUCOMETER | FREESTYLE OPTIMUM | NOT FOUND | ABBOTS MEDICAL | ASSET ONLY | 1 | NOT TO BE PRICED
7674 | IN SERVICE | SOL3961 | ST MARY'S COMMUNITY HEALTH CAMPUS | COMMUNITY NURSING TEAM | GLUCOMETER | FREESTYLE OPTIUM NEO | LAMU042F06282 | ABBOTS MEDICAL | ASSET ONLY | 1 | NOT TO BE PRICED
7675 | IN SERVICE | SOL3962 | ST MARY'S COMMUNITY HEALTH CAMPUS | COMMUNITY NURSING TEAM | PULSE OXIMETER-FINGER | CMS50B | J1001K1350 | CONTEC MEDICAL | PM | 1 | 15
7676 | IN SERVICE | SOL3967 | ST MARY'S COMMUNITY HEALTH CAMPUS | COMMUNITY NURSING TEAM | PULSE OXIMETER-FINGER | ANP100 | NF1510217306 | ANA WIZ LTD | PM | 1 | 15
7677 | IN SERVICE | SOL3968 | ST MARY'S COMMUNITY HEALTH CAMPUS | COMMUNITY NURSING TEAM | GLUCOMETER | OPTIUM XCEED | XCE858-3146 | ABBOTS MEDICAL | ASSET ONLY | 1 | NOT TO BE PRICED
7678 | IN SERVICE | SOL3969 | ST MARY'S COMMUNITY HEALTH CAMPUS | COMMUNITY NURSING TEAM | BLOOD PRESSURE MONITOR | LIMPET | 110210686 | ACCOSON | PM | 1 | 8
7679 | IN SERVICE | SOL3973 | ST MARY'S COMMUNITY HEALTH CAMPUS | COMMUNITY NURSING TEAM | GLUCOMETER | TRUEYOU | MY0173350 | NIPRO DIAGNOSTICS | ASSET ONLY | 1 | NOT TO BE PRICED
7680 | IN SERVICE | SOL3975 | ST MARY'S COMMUNITY HEALTH CAMPUS | COMMUNITY NURSING TEAM | BLOOD PRESSURE MONITOR | LIMPET | 100610411 | ACCOSON | PM | 1 | 8
7681 | IN SERVICE | SOL3976 | ST MARY'S COMMUNITY HEALTH CAMPUS | COMMUNITY NURSING TEAM | GLUCOMETER | FREESTYLE OPTIUM NEO | LAMV182S05203 | ABBOTS MEDICAL | ASSET ONLY | 1 | NOT TO BE PRICED
7682 | IN SERVICE | SOL3977 | ST MARY'S COMMUNITY HEALTH CAMPUS | COMMUNITY NURSING TEAM | THERMOMETER | THERMOSCAN | 11106879299 | BRAUN | PM | 1 | 15
7683 | IN SERVICE | SOL3979 | ST MARY'S COMMUNITY HEALTH CAMPUS | COMMUNITY NURSING TEAM | BLOOD PRESSURE MONITOR | PRESSOSTABIL | 1249794 | WELCH ALLYN | PM | 1 | 8
7684 | IN SERVICE | SOL3980 | BITTERNE HEALTH CENTRE | CARDIAC SERVICES-CONSULTING ROOM | SCALES | 877 | 5877024106832 | SECA LTD | PM | 1 | 15
7685 | IN SERVICE | SOL3982 | BITTERNE HEALTH CENTRE | PODIATRY-PODIATRY CLINIC | GLUCOMETER | OMNITEST 3 | GAA7UKOB00303 | B BRAUN MEDICAL | ASSET ONLY | 1 | NOT TO BE PRICED
7686 | IN SERVICE | SOL3988 | BITTERNE HEALTH CENTRE | COPD-CONSULTING ROOM | HEIGHT MEASURE | LEICESTER | NOT FOUND | MARSDEN | INSPECTION ONLY | 1 | 15
7687 | IN SERVICE | SOL3985 | BITTERNE HEALTH CENTRE | SITE SERVICES-CONSULTING ROOM | PLINTH | 3232/2/SHS | 291583 | ARJO HUNTLEIGH | PM | 1 | 35
7688 | IN SERVICE | SOL3987 | BITTERNE HEALTH CENTRE | SITE SERVICES-CONSULTING ROOM | X RAY FILM VIEWER | UKRD/5P | NOT FOUND | WARDRAG PRODUCTS LTD | PM | 1 | 25
7689 | IN SERVICE | SOL3990 | BITTERNE HEALTH CENTRE | COPD-CONSULTING ROOM | NEBULISER | PORTA-NEB | 08A1370575 | PHILIPS HEALTHCARE | PM | 1 | 15
7690 | IN SERVICE | SOL4091 | ADELAIDE HEALTH CENTRE | CHILDREN CONTINENCE-LEVEL 2 | ENURESIS ALARM | SM1 | NOT FOUND | NSPIRE | PM | 1 | 10
7691 | IN SERVICE | SOL3997 | ADELAIDE HEALTH CENTRE | CHILDREN CONTINENCE-LEVEL 2 | ENURESIS ALARM | SM1 | NOT FOUND | NH EASTWOOD | PM | 1 | 10
7692 | IN SERVICE | SOL3999 | ADELAIDE HEALTH CENTRE | CHILDREN CONTINENCE-LEVEL 2 | ENURESIS ALARM | M06 | 154884 | MALEM MEDICAL | PM | 1 | 10
7693 | IN SERVICE | SOL6002 | ADELAIDE HEALTH CENTRE | CHILDREN CONTINENCE-LEVEL 2 | ENURESIS ALARM | ULTIMATE | 240430 | MALEM MEDICAL | PM | 1 | 10
7694 | IN SERVICE | SOL6003 | ADELAIDE HEALTH CENTRE | CHILDREN CONTINENCE-LEVEL 2 | ENURESIS ALARM | ULTIMATE | 240524 | MALEM MEDICAL | PM | 1 | 10
7695 | IN SERVICE | SOL6010 | ADELAIDE HEALTH CENTRE | CHILDREN CONTINENCE-LEVEL 2 | ENURESIS ALARM | M03 | NOT FOUND | MALEM MEDICAL | PM | 1 | 10
7696 | IN SERVICE | SOL6022 | ADELAIDE HEALTH CENTRE | CHILDREN CONTINENCE-LEVEL 2 | ENURESIS ALARM | ULTIMATE | 298034 | MALEM MEDICAL | PM | 1 | 10
7697 | IN SERVICE | SOL6023 | ADELAIDE HEALTH CENTRE | CHILDREN CONTINENCE-LEVEL 2 | ENURESIS ALARM | ULTIMATE | 298014 | MALEM MEDICAL | PM | 1 | 10
7698 | IN SERVICE | SOL6024 | ADELAIDE HEALTH CENTRE | CHILDREN CONTINENCE-LEVEL 2 | ENURESIS ALARM | ULTIMATE | 298585 | MALEM MEDICAL | PM | 1 | 10
7699 | IN SERVICE | SOL6025 | ADELAIDE HEALTH CENTRE | CHILDREN CONTINENCE-LEVEL 2 | ENURESIS ALARM | ULTIMATE | 298027 | MALEM MEDICAL | PM | 1 | 10
7700 | IN SERVICE | SOL6026 | ADELAIDE HEALTH CENTRE | CHILDREN CONTINENCE-LEVEL 2 | ENURESIS ALARM | ULTIMATE | 298044 | MALEM MEDICAL | PM | 1 | 10
7701 | IN SERVICE | SOL6027 | ADELAIDE HEALTH CENTRE | CHILDREN CONTINENCE-LEVEL 2 | ENURESIS ALARM | ULTIMATE | 298665 | MALEM MEDICAL | PM | 1 | 10
7702 | IN SERVICE | SOL6028 | ADELAIDE HEALTH CENTRE | CHILDREN CONTINENCE-LEVEL 2 | ENURESIS ALARM | ULTIMATE | 298033 | MALEM MEDICAL | PM | 1 | 10
7703 | IN SERVICE | SOL6029 | ADELAIDE HEALTH CENTRE | CHILDREN CONTINENCE-LEVEL 2 | ENURESIS ALARM | ULTIMATE | 298005 | MALEM MEDICAL | PM | 1 | 10
7704 | IN SERVICE | SOL6030 | ADELAIDE HEALTH CENTRE | CHILDREN CONTINENCE-LEVEL 2 | ENURESIS ALARM | ULTIMATE | 298524 | MALEM MEDICAL | PM | 1 | 10
7705 | IN SERVICE | SOL6031 | ADELAIDE HEALTH CENTRE | CHILDREN CONTINENCE-LEVEL 2 | ENURESIS ALARM | ULTIMATE | 298530 | MALEM MEDICAL | PM | 1 | 10
7706 | IN SERVICE | SOL6032 | ADELAIDE HEALTH CENTRE | CHILDREN CONTINENCE-LEVEL 2 | ENURESIS ALARM | ULTIMATE | 298520 | MALEM MEDICAL | PM | 1 | 10
7707 | IN SERVICE | SOL6033 | ADELAIDE HEALTH CENTRE | CHILDREN CONTINENCE-LEVEL 2 | ENURESIS ALARM | ULTIMATE | 298672 | MALEM MEDICAL | PM | 1 | 10
7708 | IN SERVICE | SOL6034 | ADELAIDE HEALTH CENTRE | CHILDREN CONTINENCE-LEVEL 2 | ENURESIS ALARM | ULTIMATE | 298673 | MALEM MEDICAL | PM | 1 | 10
7709 | IN SERVICE | SOL6035 | ADELAIDE HEALTH CENTRE | CHILDREN CONTINENCE-LEVEL 2 | ENURESIS ALARM | ULTIMATE | 298619 | MALEM MEDICAL | PM | 1 | 10
7710 | IN SERVICE | SOL6036 | ADELAIDE HEALTH CENTRE | CHILDREN CONTINENCE-LEVEL 2 | ENURESIS ALARM | ULTIMATE | 298523 | MALEM MEDICAL | PM | 1 | 10
7711 | IN SERVICE | SOL6037 | ADELAIDE HEALTH CENTRE | CHILDREN CONTINENCE-LEVEL 2 | ENURESIS ALARM | ULTIMATE | 298525 | MALEM MEDICAL | PM | 1 | 10
7712 | IN SERVICE | SOL6038 | ADELAIDE HEALTH CENTRE | CHILDREN CONTINENCE-LEVEL 2 | ENURESIS ALARM | ULTIMATE | 298579 | MALEM MEDICAL | PM | 1 | 10
7713 | IN SERVICE | SOL6039 | ADELAIDE HEALTH CENTRE | CHILDREN CONTINENCE-LEVEL 2 | ENURESIS ALARM | ULTIMATE | 298684 | MALEM MEDICAL | PM | 1 | 10
7714 | IN SERVICE | SOL6040 | ADELAIDE HEALTH CENTRE | CHILDREN CONTINENCE-LEVEL 2 | ENURESIS ALARM | ULTIMATE | 298680 | MALEM MEDICAL | PM | 1 | 10
7715 | IN SERVICE | SOL6041 | ADELAIDE HEALTH CENTRE | CHILDREN CONTINENCE-LEVEL 2 | ENURESIS ALARM | ULTIMATE | 298701 | MALEM MEDICAL | PM | 1 | 10
7716 | IN SERVICE | SOL6042 | ADELAIDE HEALTH CENTRE | CHILDREN CONTINENCE-LEVEL 2 | ENURESIS ALARM | ULTIMATE | 298710 | MALEM MEDICAL | PM | 1 | 10
7717 | IN SERVICE | SOL6043 | ADELAIDE HEALTH CENTRE | CHILDREN CONTINENCE-LEVEL 2 | ENURESIS ALARM | ULTIMATE | 298679 | MALEM MEDICAL | PM | 1 | 10
7718 | IN SERVICE | SOL6044 | ADELAIDE HEALTH CENTRE | CHILDREN CONTINENCE-LEVEL 2 | ENURESIS ALARM | ULTIMATE | 298528 | MALEM MEDICAL | PM | 1 | 10
7719 | IN SERVICE | SOL6045 | ADELAIDE HEALTH CENTRE | CHILDREN CONTINENCE-LEVEL 2 | ENURESIS ALARM | ULTIMATE | 298511 | MALEM MEDICAL | PM | 1 | 10
7720 | IN SERVICE | SOL6046 | ADELAIDE HEALTH CENTRE | CHILDREN CONTINENCE-LEVEL 2 | ENURESIS ALARM | ULTIMATE | 298507 | MALEM MEDICAL | PM | 1 | 10
7721 | IN SERVICE | SOL6047 | ADELAIDE HEALTH CENTRE | CHILDREN CONTINENCE-LEVEL 2 | ENURESIS ALARM | ULTIMATE | 298668 | MALEM MEDICAL | PM | 1 | 10
7722 | IN SERVICE | SOL6048 | ADELAIDE HEALTH CENTRE | CHILDREN CONTINENCE-LEVEL 2 | ENURESIS ALARM | ULTIMATE | 298682 | MALEM MEDICAL | PM | 1 | 10
7723 | IN SERVICE | SOL6049 | BATTENBURG AVENUE CLINIC | COMMUNITY PAEDIATRIC MEDICAL SERVICES | ENURESIS ALARM | ULTIMATE | 298709 | MALEM MEDICAL | PM | 1 | 10
7724 | IN SERVICE | SOL6050 | ADELAIDE HEALTH CENTRE | CHILDREN CONTINENCE-LEVEL 2 | ENURESIS ALARM | ULTIMATE | 298490 | MALEM MEDICAL | PM | 1 | 10
7725 | IN SERVICE | SOL6051 | ADELAIDE HEALTH CENTRE | CHILDREN CONTINENCE-LEVEL 2 | ENURESIS ALARM | ULTIMATE | 298677 | MALEM MEDICAL | PM | 1 | 10
7726 | IN SERVICE | SOL6052 | ADELAIDE HEALTH CENTRE | CHILDREN CONTINENCE-LEVEL 2 | ENURESIS ALARM | ULTIMATE | 298707 | MALEM MEDICAL | PM | 1 | 10
7727 | IN SERVICE | SOL6053 | ADELAIDE HEALTH CENTRE | CHILDREN CONTINENCE-LEVEL 2 | ENURESIS ALARM | ULTIMATE | 298703 | MALEM MEDICAL | PM | 1 | 10
7728 | IN SERVICE | SOL6054 | ADELAIDE HEALTH CENTRE | CHILDREN CONTINENCE-LEVEL 2 | ENURESIS ALARM | ULTIMATE | 298516 | MALEM MEDICAL | PM | 1 | 10
7729 | IN SERVICE | SOL6055 | ADELAIDE HEALTH CENTRE | CHILDREN CONTINENCE-LEVEL 2 | ENURESIS ALARM | ULTIMATE | 298671 | MALEM MEDICAL | PM | 1 | 10
7730 | IN SERVICE | SOL6056 | ADELAIDE HEALTH CENTRE | CHILDREN CONTINENCE-LEVEL 2 | ENURESIS ALARM | ULTIMATE | 298706 | MALEM MEDICAL | PM | 1 | 10
7731 | IN SERVICE | SOL6057 | ADELAIDE HEALTH CENTRE | CHILDREN CONTINENCE-LEVEL 2 | ENURESIS ALARM | ULTIMATE | 298517 | MALEM MEDICAL | PM | 1 | 10
7732 | IN SERVICE | SOL6058 | ADELAIDE HEALTH CENTRE | CHILDREN CONTINENCE-LEVEL 2 | ENURESIS ALARM | ULTIMATE | 298526 | MALEM MEDICAL | PM | 1 | 10
7733 | IN SERVICE | SOL6059 | ADELAIDE HEALTH CENTRE | CHILDREN CONTINENCE-LEVEL 2 | ENURESIS ALARM | ULTIMATE | 298708 | MALEM MEDICAL | PM | 1 | 10
7734 | IN SERVICE | SOL6060 | ADELAIDE HEALTH CENTRE | CHILDREN CONTINENCE-LEVEL 2 | ENURESIS ALARM | ULTIMATE | 298683 | MALEM MEDICAL | PM | 1 | 10
7735 | IN SERVICE | SOL6061 | ADELAIDE HEALTH CENTRE | CHILDREN CONTINENCE-LEVEL 2 | ENURESIS ALARM | ULTIMATE | 298512 | MALEM MEDICAL | PM | 1 | 10
7736 | IN SERVICE | SOL6062 | ADELAIDE HEALTH CENTRE | CHILDREN CONTINENCE-LEVEL 2 | ENURESIS ALARM | ULTIMATE | 298700 | MALEM MEDICAL | PM | 1 | 10
7737 | IN SERVICE | SOL6063 | ADELAIDE HEALTH CENTRE | CHILDREN CONTINENCE-LEVEL 2 | ENURESIS ALARM | ULTIMATE | 298521 | MALEM MEDICAL | PM | 1 | 10
7738 | IN SERVICE | SOL6064 | ADELAIDE HEALTH CENTRE | CHILDREN CONTINENCE-LEVEL 2 | ENURESIS ALARM | ULTIMATE | 298527 | MALEM MEDICAL | PM | 1 | 10
7739 | IN SERVICE | SOL6065 | ADELAIDE HEALTH CENTRE | CHILDREN CONTINENCE-LEVEL 2 | ENURESIS ALARM | ULTIMATE | 298699 | MALEM MEDICAL | PM | 1 | 10
7740 | IN SERVICE | SOL6066 | ADELAIDE HEALTH CENTRE | CHILDREN CONTINENCE-LEVEL 2 | ENURESIS ALARM | ULTIMATE | 298670 | MALEM MEDICAL | PM | 1 | 10
7741 | IN SERVICE | SOL6067 | ADELAIDE HEALTH CENTRE | CHILDREN CONTINENCE-LEVEL 2 | ENURESIS ALARM | ULTIMATE | 298509 | MALEM MEDICAL | PM | 1 | 10
7742 | IN SERVICE | SOL6068 | ADELAIDE HEALTH CENTRE | CHILDREN CONTINENCE-LEVEL 2 | ENURESIS ALARM | ULTIMATE | 298675 | MALEM MEDICAL | PM | 1 | 10
7743 | IN SERVICE | SOL6069 | ADELAIDE HEALTH CENTRE | CHILDREN CONTINENCE-LEVEL 2 | ENURESIS ALARM | ULTIMATE | 298513 | MALEM MEDICAL | PM | 1 | 10
7744 | IN SERVICE | SOL6070 | ADELAIDE HEALTH CENTRE | CHILDREN CONTINENCE-LEVEL 2 | ENURESIS ALARM | ULTIMATE | 298681 | MALEM MEDICAL | PM | 1 | 10
7745 | IN SERVICE | SOL6071 | ADELAIDE HEALTH CENTRE | CHILDREN CONTINENCE-LEVEL 2 | ENURESIS ALARM | ULTIMATE | 298702 | MALEM MEDICAL | PM | 1 | 10
7746 | IN SERVICE | SOL6072 | ADELAIDE HEALTH CENTRE | CHILDREN CONTINENCE-LEVEL 2 | ENURESIS ALARM | M06 | NOT FOUND | MALEM MEDICAL | PM | 1 | 10
7747 | IN SERVICE | SOL6079 | ROYAL SOUTH HANTS HOSPITAL | BRAMBLES WARD-CORRIDOR | WHEELCHAIR | LOMAX | U8H192017041003 | SUNRISE MEDICAL | PM | 1 | 20
7748 | IN SERVICE | SOL6080 | ROYAL SOUTH HANTS HOSPITAL | BRAMBLES WARD-CORRIDOR | WHEELCHAIR | LOMAX | U8H192017041004 | SUNRISE MEDICAL | PM | 1 | 20
7749 | IN SERVICE | SOL6081 | ROYAL SOUTH HANTS HOSPITAL | BRAMBLES WARD-CORRIDOR | WHEELCHAIR | LOMAX | U9H192017072023 | SUNRISE MEDICAL | PM | 1 | 20
7750 | IN SERVICE | SOL6082 | ROYAL SOUTH HANTS HOSPITAL | BRAMBLES WARD-CORRIDOR | WHEELCHAIR | LOMAX | U9H192017072042 | SUNRISE MEDICAL | PM | 1 | 20
7751 | IN SERVICE | SOL6088 | ROYAL SOUTH HANTS HOSPITAL | BRAMBLES WARD-CORRIDOR | MATTRESS PUMP | NIMBUS 3 | NB310043 | ARJO HUNTLEIGH | PM | 1 | 45
7752 | IN SERVICE | SOL6089 | ROYAL SOUTH HANTS HOSPITAL | BRAMBLES WARD-CORRIDOR | MATTRESS PUMP | NIMBUS 3 | NB344135 | ARJO HUNTLEIGH | PM | 1 | 45
7753 | IN SERVICE | SOL6090 | ROYAL SOUTH HANTS HOSPITAL | BRAMBLES WARD-CORRIDOR | MATTRESS PUMP | NIMBUS 3 | NB310491 | ARJO HUNTLEIGH | PM | 1 | 45
7754 | IN SERVICE | SOL6091 | ROYAL SOUTH HANTS HOSPITAL | BRAMBLES WARD-CORRIDOR | MATTRESS PUMP | NIMBUS 3 | NB354751 | ARJO HUNTLEIGH | PM | 1 | 45
7755 | IN SERVICE | SOL6092 | ROYAL SOUTH HANTS HOSPITAL | BRAMBLES WARD-CORRIDOR | MATTRESS PUMP | NIMBUS 3 | NB307530 | ARJO HUNTLEIGH | PM | 1 | 45
7756 | IN SERVICE | SOL6093 | ROYAL SOUTH HANTS HOSPITAL | BRAMBLES WARD-CORRIDOR | MATTRESS PUMP | NIMBUS 3 | NB327373 | ARJO HUNTLEIGH | PM | 1 | 45
7757 | IN SERVICE | SOL6094 | ROYAL SOUTH HANTS HOSPITAL | BRAMBLES WARD-CORRIDOR | MATTRESS PUMP | NIMBUS 3 | NB356462 | ARJO HUNTLEIGH | PM | 1 | 45
7758 | IN SERVICE | SOL6095 | ROYAL SOUTH HANTS HOSPITAL | BRAMBLES WARD-CORRIDOR | MATTRESS PUMP | NIMBUS 3 | 1311000052 | ARJO HUNTLEIGH | PM | 1 | 45
7759 | IN SERVICE | SOL6097 | ROYAL SOUTH HANTS HOSPITAL | FANSHAWE WARD | MATTRESS PUMP | NIMBUS 3 | NB344143 | ARJO HUNTLEIGH | PM | 1 | 45
7760 | IN SERVICE | SOL6099 | ROYAL SOUTH HANTS HOSPITAL | FANSHAWE WARD | PATIENT TRANSFER AID | ROTUNDA | 4437 | ENABLE AID | PM | 1 | 70
7761 | IN SERVICE | SOL6100 | ROYAL SOUTH HANTS HOSPITAL | FANSHAWE WARD | WHEELCHAIR | LOMAX | U9H192012094016 | SUNRISE MEDICAL | PM | 1 | 20
7762 | IN SERVICE | SOL6101 | BATTENBURG AVENUE CLINIC | CHILDREN COMMUNITY NURSING-CHILD NURSING | MATTRESS PUMP | MERCURY ADVANCE | 166951015 | DIRECT HEALTHCARE | PM | 1 | 45
7763 | IN SERVICE | SOL6109 | BATTENBURG AVENUE CLINIC | CHILDREN COMMUNITY NURSING-CHILD NURSING | FEEDING PUMP | APPLIX SMART GB | 21243917 | FRESENIUS KABI | ASSET ONLY | 1 | NOT TO BE PRICED
7764 | IN SERVICE | SOL6110 | BATTENBURG AVENUE CLINIC | CHILDREN COMMUNITY NURSING-CHILD NURSING | PULSE OXIMETER-HANDHELD | PM100N | MBH1503001 | COVIDIEN | PM | 1 | 55
7767 | IN SERVICE | SOL6118 | TWO SAINTS DAY CENTRE | HOMELESS HEALTH TEAM-TWO SAINTS DAY | BREATH ANALYSER | PICO | PP0667510113 | BEDFONT SCIENTIFIC | PM | 1 | 95
7768 | IN SERVICE | SOL6120 | TWO SAINTS DAY CENTRE | HOMELESS HEALTH TEAM-TWO SAINTS DAY | SCALE-BABY | 385 | 5385336168048 | SECA LTD | PM | 1 | 15
7769 | IN SERVICE | SOL6121 | ROYAL SOUTH HANTS HOSPITAL | NICHOLSTOWN SURGERY | CALIBRATION SYRINGE | PCS-300 | 2013-4817 | PISOTON KFT | PM | 1 | 175
7770 | IN SERVICE | SOL6123 | ROYAL SOUTH HANTS HOSPITAL | COMMUNITY INDEPENDENCE SERVICE-LEVEL A | SPHYGMOMANOMETER | SHOCK RESISTANT | 170213170157 | WELCH ALLYN | PM | 1 | 8
7771 | IN SERVICE | SOL6124 | ROYAL SOUTH HANTS HOSPITAL | COMMUNITY INDEPENDENCE SERVICE-LEVEL A | PULSE OXIMETER-FINGER | MD300C19 | 171601900227 | BEIJING CHOICE ELECTRONICS | PM | 1 | 15
7772 | IN SERVICE | SOL6125 | ROYAL SOUTH HANTS HOSPITAL | COMMUNITY INDEPENDENCE SERVICE-LEVEL A | SPHYGMOMANOMETER | SHOCK RESISTANT | 170720071218 | WELCH ALLYN | PM | 1 | 8
7773 | IN SERVICE | SOL6126 | ROYAL SOUTH HANTS HOSPITAL | COMMUNITY INDEPENDENCE SERVICE-LEVEL A | SPHYGMOMANOMETER | SHOCK RESISTANT | 160822132848 | WELCH ALLYN | PM | 1 | 8
7774 | IN SERVICE | SOL6127 | ROYAL SOUTH HANTS HOSPITAL | COMMUNITY INDEPENDENCE SERVICE-LEVEL A | SCALES | 877 | 5877018142419 | SECA LTD | PM | 1 | 15
7775 | IN SERVICE | SOL2245 | TWO SAINTS DAY CENTRE | HOMELESS HEALTH TEAM-TWO SAINTS DAY | DEFIBRILLATOR-AED | AED PRO | AA17F043037 | ZOLL MEDICAL | ASSET ONLY | 1 | NOT TO BE PRICED
7777 | IN SERVICE | SOL6135 | ROYAL SOUTH HANTS HOSPITAL | FANSHAWE WARD | BED SENSOR | RG2 | 114268 | RAMBLEGARD | PM | 1 | 10
7778 | IN SERVICE | SOL6136 | ROYAL SOUTH HANTS HOSPITAL | FANSHAWE WARD | BED SENSOR | RG2 | 114267 | RAMBLEGARD | PM | 1 | 10
7779 | IN SERVICE | SOL6137 | ROYAL SOUTH HANTS HOSPITAL | FANSHAWE WARD | BED SENSOR | RG2 | 114266 | RAMBLEGARD | PM | 1 | 10
7780 | IN SERVICE | SOL6138 | ROYAL SOUTH HANTS HOSPITAL | FANSHAWE WARD | BED SENSOR | RG2 | 14033-410 | RAMBLEGARD | PM | 1 | 10
7781 | IN SERVICE | SOL6139 | ROYAL SOUTH HANTS HOSPITAL | FANSHAWE WARD | BED SENSOR | RG2 | W0111371 | RAMBLEGARD | PM | 1 | 10
7782 | IN SERVICE | SOL6140 | ROYAL SOUTH HANTS HOSPITAL | FANSHAWE WARD | MATTRESS PUMP | NIMBUS 3 | 1312000051 | ARJO HUNTLEIGH | PM | 1 | 45
7783 | IN SERVICE | SOL6144 | MARY ROSE SCHOOL | CHILDREN COMMUNITY NURSING-CLINIC ROOM | PULSE OXIMETER-FINGER | 71000A2 | 340055893 | MFD | PM | 1 | 15
7784 | IN SERVICE | SOL6148 | MARY ROSE SCHOOL | CHILDREN COMMUNITY NURSING-CLINIC ROOM | OTOSCOPE | STANDARD | NOT FOUND | KEELER | PM | 1 | 5
7785 | IN SERVICE | SOL2205 | MARY ROSE SCHOOL | CHILDREN COMMUNITY NURSING-CLINIC ROOM | DEFIBRILLATOR-AED | AED PRO | AA17F043012 | ZOLL MEDICAL | ASSET ONLY | 1 | NOT TO BE PRICED
7786 | IN SERVICE | SOL6150 | MARY ROSE SCHOOL | CHILDREN COMMUNITY NURSING-CLINIC ROOM | MEDICAL FRIDGE | PE207C | 61021032444441700 | LEC MEDICAL | PM | 1 | NOT TO BE PRICED
7787 | IN SERVICE | SOL6158 | ADELAIDE HEALTH CENTRE | CHILDREN CONTINENCE-LEVEL 2 | ENURESIS ALARM | WET STOP 3 | NOT FOUND | POTTY MD | PM | 1 | 10
7788 | IN SERVICE | SOL6159 | ADELAIDE HEALTH CENTRE | CHILDREN CONTINENCE-LEVEL 2 | ENURESIS ALARM | WET STOP 3 | NOT FOUND | POTTY MD | PM | 1 | 10
7789 | IN SERVICE | SOL6160 | ADELAIDE HEALTH CENTRE | CHILDREN CONTINENCE-LEVEL 2 | ENURESIS ALARM | WET STOP 3 | NOT FOUND | POTTY MD | PM | 1 | 10
7790 | IN SERVICE | SOL6161 | ADELAIDE HEALTH CENTRE | CHILDREN CONTINENCE-LEVEL 2 | ENURESIS ALARM | WET STOP 3 | NOT FOUND | POTTY MD | PM | 1 | 10
7791 | IN SERVICE | SOL6162 | BATTENBURG AVENUE CLINIC | COMMUNITY PAEDIATRIC MEDICAL SERVICES | ENURESIS ALARM | WET STOP 3 | NOT FOUND | POTTY MD | PM | 1 | 10
7792 | IN SERVICE | SOL6163 | ADELAIDE HEALTH CENTRE | CHILDREN CONTINENCE-LEVEL 2 | ENURESIS ALARM | WET STOP 3 | NOT FOUND | POTTY MD | PM | 1 | 10
7793 | IN SERVICE | SOL6164 | ADELAIDE HEALTH CENTRE | CHILDREN CONTINENCE-LEVEL 2 | ENURESIS ALARM | WET STOP 3 | NOT FOUND | POTTY MD | PM | 1 | 10
7794 | IN SERVICE | SOL6165 | ADELAIDE HEALTH CENTRE | CHILDREN CONTINENCE-LEVEL 2 | ENURESIS ALARM | WET STOP 3 | NOT FOUND | POTTY MD | PM | 1 | 10
7795 | IN SERVICE | SOL6166 | ADELAIDE HEALTH CENTRE | CHILDREN CONTINENCE-LEVEL 2 | ENURESIS ALARM | WET STOP 3 | NOT FOUND | POTTY MD | PM | 1 | 10
7796 | IN SERVICE | SOL6167 | ADELAIDE HEALTH CENTRE | CHILDREN CONTINENCE-LEVEL 2 | ENURESIS ALARM | WET STOP 3 | NOT FOUND | POTTY MD | PM | 1 | 10
7797 | IN SERVICE | SOL6168 | ADELAIDE HEALTH CENTRE | CHILDREN CONTINENCE-LEVEL 2 | ENURESIS ALARM | WET STOP 3 | NOT FOUND | POTTY MD | PM | 1 | 10
7798 | IN SERVICE | SOL6169 | ADELAIDE HEALTH CENTRE | CHILDREN CONTINENCE-LEVEL 2 | ENURESIS ALARM | WET STOP 3 | NOT FOUND | POTTY MD | PM | 1 | 10
7799 | IN SERVICE | SOL6170 | ADELAIDE HEALTH CENTRE | CHILDREN CONTINENCE-LEVEL 2 | ENURESIS ALARM | WET STOP 3 | NOT FOUND | POTTY MD | PM | 1 | 10
7800 | IN SERVICE | SOL6171 | BATTENBURG AVENUE CLINIC | COMMUNITY PAEDIATRIC MEDICAL SERVICES | ENURESIS ALARM | WET STOP 3 | NOT FOUND | POTTY MD | PM | 1 | 10
7801 | IN SERVICE | SOL6172 | BATTENBURG AVENUE CLINIC | COMMUNITY PAEDIATRIC MEDICAL SERVICES | ENURESIS ALARM | WET STOP 3 | NOT FOUND | POTTY MD | PM | 1 | 10
7802 | IN SERVICE | SOL6173 | ADELAIDE HEALTH CENTRE | CHILDREN CONTINENCE-LEVEL 2 | ENURESIS ALARM | WET STOP 3 | NOT FOUND | POTTY MD | PM | 1 | 10
7803 | IN SERVICE | SOL6174 | ADELAIDE HEALTH CENTRE | CHILDREN CONTINENCE-LEVEL 2 | ENURESIS ALARM | WET STOP 3 | NOT FOUND | POTTY MD | PM | 1 | 10
7804 | IN SERVICE | SOL6175 | ADELAIDE HEALTH CENTRE | CHILDREN CONTINENCE-LEVEL 2 | ENURESIS ALARM | WET STOP 3 | NOT FOUND | POTTY MD | PM | 1 | 10
7805 | IN SERVICE | SOL6176 | ADELAIDE HEALTH CENTRE | CHILDREN CONTINENCE-LEVEL 2 | ENURESIS ALARM | WET STOP 3 | NOT FOUND | POTTY MD | PM | 1 | 10
7806 | IN SERVICE | SOL6177 | ADELAIDE HEALTH CENTRE | CHILDREN CONTINENCE-LEVEL 2 | ENURESIS ALARM | WET STOP 3 | NOT FOUND | POTTY MD | PM | 1 | 10
7807 | IN SERVICE | SOL6178 | ADELAIDE HEALTH CENTRE | CHILDREN CONTINENCE-LEVEL 2 | ENURESIS ALARM | WET STOP 3 | NOT FOUND | POTTY MD | PM | 1 | 10
7808 | IN SERVICE | SOL6179 | ADELAIDE HEALTH CENTRE | CHILDREN CONTINENCE-LEVEL 2 | ENURESIS ALARM | WET STOP 3 | NOT FOUND | POTTY MD | PM | 1 | 10
7809 | IN SERVICE | SOL6180 | ADELAIDE HEALTH CENTRE | CHILDREN CONTINENCE-LEVEL 2 | ENURESIS ALARM | WET STOP 3 | NOT FOUND | POTTY MD | PM | 1 | 10
7810 | IN SERVICE | SOL6181 | ADELAIDE HEALTH CENTRE | CHILDREN CONTINENCE-LEVEL 2 | ENURESIS ALARM | WET STOP 3 | NOT FOUND | POTTY MD | PM | 1 | 10
7811 | IN SERVICE | SOL6182 | ADELAIDE HEALTH CENTRE | CHILDREN CONTINENCE-LEVEL 2 | ENURESIS ALARM | WET STOP 3 | NOT FOUND | POTTY MD | PM | 1 | 10
7812 | IN SERVICE | SOL6183 | BATTENBURG AVENUE CLINIC | COMMUNITY PAEDIATRIC MEDICAL SERVICES | ENURESIS ALARM | WET STOP 3 | NOT FOUND | POTTY MD | PM | 1 | 10
7813 | IN SERVICE | SOL6184 | ADELAIDE HEALTH CENTRE | CHILDREN CONTINENCE-LEVEL 2 | ENURESIS ALARM | WET STOP 3 | NOT FOUND | POTTY MD | PM | 1 | 10
7814 | IN SERVICE | SOL6185 | ADELAIDE HEALTH CENTRE | CHILDREN CONTINENCE-LEVEL 2 | ENURESIS ALARM | WET STOP 3 | NOT FOUND | POTTY MD | PM | 1 | 10
7815 | IN SERVICE | SOL6186 | ADELAIDE HEALTH CENTRE | CHILDREN CONTINENCE-LEVEL 2 | ENURESIS ALARM | WET STOP 3 | NOT FOUND | POTTY MD | PM | 1 | 10
7816 | IN SERVICE | SOL6187 | ADELAIDE HEALTH CENTRE | CHILDREN CONTINENCE-LEVEL 2 | ENURESIS ALARM | WET STOP 3 | NOT FOUND | POTTY MD | PM | 1 | 10
7817 | IN SERVICE | SOL6188 | ADELAIDE HEALTH CENTRE | CHILDREN CONTINENCE-LEVEL 2 | ENURESIS ALARM | WET STOP 3 | NOT FOUND | POTTY MD | PM | 1 | 10
7818 | IN SERVICE | SOL6189 | ADELAIDE HEALTH CENTRE | CHILDREN CONTINENCE-LEVEL 2 | ENURESIS ALARM | WET STOP 3 | NOT FOUND | POTTY MD | PM | 1 | 10
7819 | IN SERVICE | SOL6190 | ADELAIDE HEALTH CENTRE | CHILDREN CONTINENCE-LEVEL 2 | ENURESIS ALARM | WET STOP 3 | NOT FOUND | POTTY MD | PM | 1 | 10
7820 | IN SERVICE | SOL6191 | ADELAIDE HEALTH CENTRE | CHILDREN CONTINENCE-LEVEL 2 | ENURESIS ALARM | WET STOP 3 | NOT FOUND | POTTY MD | PM | 1 | 10
7821 | IN SERVICE | SOL6192 | ADELAIDE HEALTH CENTRE | CHILDREN CONTINENCE-LEVEL 2 | ENURESIS ALARM | WET STOP 3 | NOT FOUND | POTTY MD | PM | 1 | 10
7822 | IN SERVICE | SOL6194 | ADELAIDE HEALTH CENTRE | CHILDREN CONTINENCE-LEVEL 2 | ENURESIS ALARM | WET STOP 3 | NOT FOUND | POTTY MD | PM | 1 | 10
7823 | IN SERVICE | SOL6195 | ADELAIDE HEALTH CENTRE | CHILDREN CONTINENCE-LEVEL 2 | ENURESIS ALARM | WET STOP 3 | NOT FOUND | POTTY MD | PM | 1 | 10
7824 | IN SERVICE | SOL6196 | ADELAIDE HEALTH CENTRE | CHILDREN CONTINENCE-LEVEL 2 | ENURESIS ALARM | WET STOP 3 | NOT FOUND | POTTY MD | PM | 1 | 10
7825 | IN SERVICE | SOL6197 | ADELAIDE HEALTH CENTRE | CHILDREN CONTINENCE-LEVEL 2 | ENURESIS ALARM | WET STOP 3 | NOT FOUND | POTTY MD | PM | 1 | 10
7826 | IN SERVICE | SOL6198 | ADELAIDE HEALTH CENTRE | CHILDREN CONTINENCE-LEVEL 2 | ENURESIS ALARM | WET STOP 3 | NOT FOUND | POTTY MD | PM | 1 | 10
7827 | IN SERVICE | SOL6199 | ADELAIDE HEALTH CENTRE | CHILDREN CONTINENCE-LEVEL 2 | ENURESIS ALARM | WET STOP 3 | NOT FOUND | POTTY MD | PM | 1 | 10
7828 | IN SERVICE | SOL6200 | ADELAIDE HEALTH CENTRE | CHILDREN CONTINENCE-LEVEL 2 | ENURESIS ALARM | WET STOP 3 | NOT FOUND | POTTY MD | PM | 1 | 10
7829 | IN SERVICE | SOL6201 | ADELAIDE HEALTH CENTRE | CHILDREN CONTINENCE-LEVEL 2 | ENURESIS ALARM | WET STOP 3 | NOT FOUND | POTTY MD | PM | 1 | 10
7830 | IN SERVICE | SOL6202 | ADELAIDE HEALTH CENTRE | CHILDREN CONTINENCE-LEVEL 2 | ENURESIS ALARM | WET STOP 3 | NOT FOUND | POTTY MD | PM | 1 | 10
7831 | IN SERVICE | SOL6203 | ADELAIDE HEALTH CENTRE | CHILDREN CONTINENCE-LEVEL 2 | ENURESIS ALARM | WET STOP 3 | NOT FOUND | POTTY MD | PM | 1 | 10
7832 | IN SERVICE | SOL6204 | ADELAIDE HEALTH CENTRE | CHILDREN CONTINENCE-LEVEL 2 | ENURESIS ALARM | WET STOP 3 | NOT FOUND | POTTY MD | PM | 1 | 10
7833 | IN SERVICE | SOL6205 | ADELAIDE HEALTH CENTRE | CHILDREN CONTINENCE-LEVEL 2 | ENURESIS ALARM | WET STOP 3 | NOT FOUND | POTTY MD | PM | 1 | 10
7834 | IN SERVICE | SOL6206 | ADELAIDE HEALTH CENTRE | CHILDREN CONTINENCE-LEVEL 2 | ENURESIS ALARM | WET STOP 3 | NOT FOUND | POTTY MD | PM | 1 | 10
7835 | IN SERVICE | SOL6207 | ADELAIDE HEALTH CENTRE | CHILDREN CONTINENCE-LEVEL 2 | ENURESIS ALARM | WET STOP 3 | NOT FOUND | POTTY MD | PM | 1 | 10
7836 | IN SERVICE | SOL6208 | ADELAIDE HEALTH CENTRE | CHILDREN CONTINENCE-LEVEL 2 | ENURESIS ALARM | WET STOP 3 | NOT FOUND | POTTY MD | PM | 1 | 10
7837 | IN SERVICE | SOL6209 | ADELAIDE HEALTH CENTRE | CHILDREN CONTINENCE-LEVEL 2 | ENURESIS ALARM | WET STOP 3 | NOT FOUND | POTTY MD | PM | 1 | 10
7838 | IN SERVICE | SOL6210 | ADELAIDE HEALTH CENTRE | CHILDREN CONTINENCE-LEVEL 2 | ENURESIS ALARM | WET STOP 3 | NOT FOUND | POTTY MD | PM | 1 | 10
7839 | IN SERVICE | SOL6211 | ADELAIDE HEALTH CENTRE | CHILDREN CONTINENCE-LEVEL 2 | ENURESIS ALARM | WET STOP 3 | NOT FOUND | POTTY MD | PM | 1 | 10
7840 | IN SERVICE | SOL6212 | ADELAIDE HEALTH CENTRE | CHILDREN CONTINENCE-LEVEL 2 | ENURESIS ALARM | WET STOP 3 | NOT FOUND | POTTY MD | PM | 1 | 10
7841 | IN SERVICE | SOL6213 | ADELAIDE HEALTH CENTRE | CHILDREN CONTINENCE-LEVEL 2 | ENURESIS ALARM | WET STOP 3 | NOT FOUND | POTTY MD | PM | 1 | 10
7842 | IN SERVICE | SOL6214 | ADELAIDE HEALTH CENTRE | CHILDREN CONTINENCE-LEVEL 2 | ENURESIS ALARM | WET STOP 3 | NOT FOUND | POTTY MD | PM | 1 | 10
7843 | IN SERVICE | SOL6215 | ADELAIDE HEALTH CENTRE | CHILDREN CONTINENCE-LEVEL 2 | ENURESIS ALARM | WET STOP 3 | NOT FOUND | POTTY MD | PM | 1 | 10
7844 | IN SERVICE | SOL6216 | ADELAIDE HEALTH CENTRE | CHILDREN CONTINENCE-LEVEL 2 | ENURESIS ALARM | WET STOP 3 | NOT FOUND | POTTY MD | PM | 1 | 10
7845 | IN SERVICE | SOL6217 | ADELAIDE HEALTH CENTRE | CHILDREN CONTINENCE-LEVEL 2 | ENURESIS ALARM | WET STOP 3 | NOT FOUND | POTTY MD | PM | 1 | 10
7846 | IN SERVICE | SOL6218 | ADELAIDE HEALTH CENTRE | CHILDREN CONTINENCE-LEVEL 2 | ENURESIS ALARM | WET STOP 3 | NOT FOUND | POTTY MD | PM | 1 | 10
7847 | IN SERVICE | SOL6219 | ADELAIDE HEALTH CENTRE | CHILDREN CONTINENCE-LEVEL 2 | ENURESIS ALARM | WET STOP 3 | NOT FOUND | POTTY MD | PM | 1 | 10
7848 | IN SERVICE | SOL6220 | ADELAIDE HEALTH CENTRE | CHILDREN CONTINENCE-LEVEL 2 | ENURESIS ALARM | WET STOP 3 | NOT FOUND | POTTY MD | PM | 1 | 10
7849 | IN SERVICE | SOL6221 | ADELAIDE HEALTH CENTRE | CHILDREN CONTINENCE-LEVEL 2 | ENURESIS ALARM | WET STOP 3 | NOT FOUND | POTTY MD | PM | 1 | 10
7850 | IN SERVICE | SOL6222 | ADELAIDE HEALTH CENTRE | CHILDREN CONTINENCE-LEVEL 2 | ENURESIS ALARM | WET STOP 3 | NOT FOUND | POTTY MD | PM | 1 | 10
7851 | IN SERVICE | SOL6223 | ADELAIDE HEALTH CENTRE | CHILDREN CONTINENCE-LEVEL 2 | ENURESIS ALARM | WET STOP 3 | NOT FOUND | POTTY MD | PM | 1 | 10
7852 | IN SERVICE | SOL6224 | ADELAIDE HEALTH CENTRE | CHILDREN CONTINENCE-LEVEL 2 | ENURESIS ALARM | WET STOP 3 | NOT FOUND | POTTY MD | PM | 1 | 10
7853 | IN SERVICE | SOL6226 | ADELAIDE HEALTH CENTRE | CHILDREN CONTINENCE-LEVEL 2 | ENURESIS ALARM | WET STOP 3 | NOT FOUND | POTTY MD | PM | 1 | 10
7854 | IN SERVICE | SOL6227 | ADELAIDE HEALTH CENTRE | CHILDREN CONTINENCE-LEVEL 2 | ENURESIS ALARM | WET STOP 3 | NOT FOUND | POTTY MD | PM | 1 | 10
7855 | IN SERVICE | SOL6229 | ADELAIDE HEALTH CENTRE | CHILDREN CONTINENCE-LEVEL 2 | ENURESIS ALARM | WET STOP 3 | NOT FOUND | POTTY MD | PM | 1 | 10
7856 | IN SERVICE | SOL6230 | ADELAIDE HEALTH CENTRE | CHILDREN CONTINENCE-LEVEL 2 | ENURESIS ALARM | WET STOP 3 | NOT FOUND | POTTY MD | PM | 1 | 10
7857 | IN SERVICE | SOL6231 | ADELAIDE HEALTH CENTRE | CHILDREN CONTINENCE-LEVEL 2 | ENURESIS ALARM | WET STOP 3 | NOT FOUND | POTTY MD | PM | 1 | 10
7858 | IN SERVICE | SOL6232 | ADELAIDE HEALTH CENTRE | CHILDREN CONTINENCE-LEVEL 2 | ENURESIS ALARM | WET STOP 3 | NOT FOUND | POTTY MD | PM | 1 | 10
7859 | IN SERVICE | SOL6233 | ADELAIDE HEALTH CENTRE | CHILDREN CONTINENCE-LEVEL 2 | ENURESIS ALARM | WET STOP 3 | NOT FOUND | POTTY MD | PM | 1 | 10
7860 | IN SERVICE | SOL6234 | ADELAIDE HEALTH CENTRE | CHILDREN CONTINENCE-LEVEL 2 | ENURESIS ALARM | WET STOP 3 | NOT FOUND | POTTY MD | PM | 1 | 10
7861 | IN SERVICE | SOL6235 | ADELAIDE HEALTH CENTRE | CHILDREN CONTINENCE-LEVEL 2 | ENURESIS ALARM | WET STOP 3 | NOT FOUND | POTTY MD | PM | 1 | 10
7862 | IN SERVICE | SOL6236 | ADELAIDE HEALTH CENTRE | CHILDREN CONTINENCE-LEVEL 2 | ENURESIS ALARM | WET STOP 3 | NOT FOUND | POTTY MD | PM | 1 | 10
7863 | IN SERVICE | SOL6237 | ADELAIDE HEALTH CENTRE | CHILDREN CONTINENCE-LEVEL 2 | ENURESIS ALARM | WET STOP 3 | NOT FOUND | POTTY MD | PM | 1 | 10
7864 | IN SERVICE | SOL6238 | ADELAIDE HEALTH CENTRE | CHILDREN CONTINENCE-LEVEL 2 | ENURESIS ALARM | WET STOP 3 | NOT FOUND | POTTY MD | PM | 1 | 10
7865 | IN SERVICE | SOL6239 | ADELAIDE HEALTH CENTRE | CHILDREN CONTINENCE-LEVEL 2 | ENURESIS ALARM | WET STOP 3 | NOT FOUND | POTTY MD | PM | 1 | 10
7866 | IN SERVICE | SOL6240 | ADELAIDE HEALTH CENTRE | CHILDREN CONTINENCE-LEVEL 2 | ENURESIS ALARM | WET STOP 3 | NOT FOUND | POTTY MD | PM | 1 | 10
7867 | IN SERVICE | SOL6241 | ADELAIDE HEALTH CENTRE | CHILDREN CONTINENCE-LEVEL 2 | ENURESIS ALARM | WET STOP 3 | NOT FOUND | POTTY MD | PM | 1 | 10
7868 | IN SERVICE | SOL6242 | ADELAIDE HEALTH CENTRE | CHILDREN CONTINENCE-LEVEL 2 | ENURESIS ALARM | WET STOP 3 | NOT FOUND | POTTY MD | PM | 1 | 10
7869 | IN SERVICE | SOL6243 | ADELAIDE HEALTH CENTRE | CHILDREN CONTINENCE-LEVEL 2 | ENURESIS ALARM | WET STOP 3 | NOT FOUND | POTTY MD | PM | 1 | 10
7870 | IN SERVICE | SOL6244 | ADELAIDE HEALTH CENTRE | CHILDREN CONTINENCE-LEVEL 2 | ENURESIS ALARM | WET STOP 3 | NOT FOUND | POTTY MD | PM | 1 | 10
7871 | IN SERVICE | SOL6245 | ADELAIDE HEALTH CENTRE | CHILDREN CONTINENCE-LEVEL 2 | ENURESIS ALARM | WET STOP 3 | NOT FOUND | POTTY MD | PM | 1 | 10
7872 | IN SERVICE | SOL6246 | ADELAIDE HEALTH CENTRE | CHILDREN CONTINENCE-LEVEL 2 | ENURESIS ALARM | WET STOP 3 | NOT FOUND | POTTY MD | PM | 1 | 10
7873 | IN SERVICE | SOL6249 | ADELAIDE HEALTH CENTRE | CHILDREN CONTINENCE-LEVEL 2 | ENURESIS ALARM | WET STOP 3 | NOT FOUND | POTTY MD | PM | 1 | 10
7874 | IN SERVICE | SOL6250 | ADELAIDE HEALTH CENTRE | CHILDREN CONTINENCE-LEVEL 2 | ENURESIS ALARM | WET STOP 3 | NOT FOUND | POTTY MD | PM | 1 | 10
7875 | IN SERVICE | SOL6251 | ADELAIDE HEALTH CENTRE | CHILDREN CONTINENCE-LEVEL 2 | ENURESIS ALARM | WET STOP 3 | NOT FOUND | POTTY MD | PM | 1 | 10
7876 | IN SERVICE | SOL6252 | BATTENBURG AVENUE CLINIC | COMMUNITY PAEDIATRIC MEDICAL SERVICES | ENURESIS ALARM | WET STOP 3 | NOT FOUND | POTTY MD | PM | 1 | 10
7877 | IN SERVICE | SOL6253 | ADELAIDE HEALTH CENTRE | CHILDREN CONTINENCE-LEVEL 2 | ENURESIS ALARM | WET STOP 3 | NOT FOUND | POTTY MD | PM | 1 | 10
7878 | IN SERVICE | SOL6254 | ADELAIDE HEALTH CENTRE | CHILDREN CONTINENCE-LEVEL 2 | ENURESIS ALARM | WET STOP 3 | NOT FOUND | POTTY MD | PM | 1 | 10
7879 | IN SERVICE | SOL6255 | ADELAIDE HEALTH CENTRE | CHILDREN CONTINENCE-LEVEL 2 | ENURESIS ALARM | WET STOP 3 | NOT FOUND | POTTY MD | PM | 1 | 10
7880 | IN SERVICE | SOL6256 | ADELAIDE HEALTH CENTRE | CHILDREN CONTINENCE-LEVEL 2 | ENURESIS ALARM | WET STOP 3 | NOT FOUND | POTTY MD | PM | 1 | 10
7881 | IN SERVICE | SOL6257 | ADELAIDE HEALTH CENTRE | CHILDREN CONTINENCE-LEVEL 2 | ENURESIS ALARM | WET STOP 3 | NOT FOUND | POTTY MD | PM | 1 | 10
7882 | IN SERVICE | SOL6258 | ADELAIDE HEALTH CENTRE | CHILDREN CONTINENCE-LEVEL 2 | ENURESIS ALARM | WET STOP 3 | NOT FOUND | POTTY MD | PM | 1 | 10
7883 | IN SERVICE | SOL6259 | ADELAIDE HEALTH CENTRE | CHILDREN CONTINENCE-LEVEL 2 | ENURESIS ALARM | WET STOP 3 | NOT FOUND | POTTY MD | PM | 1 | 10
7884 | IN SERVICE | SOL6260 | ADELAIDE HEALTH CENTRE | CHILDREN CONTINENCE-LEVEL 2 | ENURESIS ALARM | WET STOP 3 | NOT FOUND | POTTY MD | PM | 1 | 10
7885 | IN SERVICE | SOL6261 | ADELAIDE HEALTH CENTRE | CHILDREN CONTINENCE-LEVEL 2 | ENURESIS ALARM | WET STOP 3 | NOT FOUND | POTTY MD | PM | 1 | 10
7886 | IN SERVICE | SOL6263 | ADELAIDE HEALTH CENTRE | CHILDREN CONTINENCE-LEVEL 2 | ENURESIS ALARM | WET STOP 3 | NOT FOUND | POTTY MD | PM | 1 | 10
7887 | IN SERVICE | SOL6264 | ADELAIDE HEALTH CENTRE | CHILDREN CONTINENCE-LEVEL 2 | ENURESIS ALARM | WET STOP 3 | NOT FOUND | POTTY MD | PM | 1 | 10
7888 | IN SERVICE | SOL6265 | ADELAIDE HEALTH CENTRE | CHILDREN CONTINENCE-LEVEL 2 | ENURESIS ALARM | WET STOP 3 | NOT FOUND | POTTY MD | PM | 1 | 10
7889 | IN SERVICE | SOL6266 | ADELAIDE HEALTH CENTRE | CHILDREN CONTINENCE-LEVEL 2 | ENURESIS ALARM | WET STOP 3 | NOT FOUND | POTTY MD | PM | 1 | 10
7890 | IN SERVICE | SOL6267 | ADELAIDE HEALTH CENTRE | CHILDREN CONTINENCE-LEVEL 2 | ENURESIS ALARM | WET STOP 3 | NOT FOUND | POTTY MD | PM | 1 | 10
7891 | IN SERVICE | SOL6268 | ADELAIDE HEALTH CENTRE | CHILDREN CONTINENCE-LEVEL 2 | ENURESIS ALARM | WET STOP 3 | NOT FOUND | POTTY MD | PM | 1 | 10
7892 | IN SERVICE | SOL6269 | ADELAIDE HEALTH CENTRE | CHILDREN CONTINENCE-LEVEL 2 | ENURESIS ALARM | WET STOP 3 | NOT FOUND | POTTY MD | PM | 1 | 10
7893 | IN SERVICE | SOL6270 | ADELAIDE HEALTH CENTRE | CHILDREN CONTINENCE-LEVEL 2 | ENURESIS ALARM | WET STOP 3 | NOT FOUND | POTTY MD | PM | 1 | 10
7894 | IN SERVICE | SOL6271 | ADELAIDE HEALTH CENTRE | CHILDREN CONTINENCE-LEVEL 2 | ENURESIS ALARM | WET STOP 3 | NOT FOUND | POTTY MD | PM | 1 | 10
7895 | IN SERVICE | SOL6272 | ADELAIDE HEALTH CENTRE | CHILDREN CONTINENCE-LEVEL 2 | ENURESIS ALARM | WET STOP 3 | NOT FOUND | POTTY MD | PM | 1 | 10
7896 | IN SERVICE | SOL6273 | ADELAIDE HEALTH CENTRE | CHILDREN CONTINENCE-LEVEL 2 | ENURESIS ALARM | WET STOP 3 | NOT FOUND | POTTY MD | PM | 1 | 10
7897 | IN SERVICE | SOL6274 | ADELAIDE HEALTH CENTRE | CHILDREN CONTINENCE-LEVEL 2 | ENURESIS ALARM | WET STOP 3 | NOT FOUND | POTTY MD | PM | 1 | 10
7898 | IN SERVICE | SOL6275 | ADELAIDE HEALTH CENTRE | CHILDREN CONTINENCE-LEVEL 2 | ENURESIS ALARM | WET STOP 3 | NOT FOUND | POTTY MD | PM | 1 | 10
7899 | IN SERVICE | SOL6276 | ADELAIDE HEALTH CENTRE | CHILDREN CONTINENCE-LEVEL 2 | ENURESIS ALARM | WET STOP 3 | NOT FOUND | POTTY MD | PM | 1 | 10
7900 | IN SERVICE | SOL6277 | ADELAIDE HEALTH CENTRE | CHILDREN CONTINENCE-LEVEL 2 | ENURESIS ALARM | WET STOP 3 | NOT FOUND | POTTY MD | PM | 1 | 10
7901 | IN SERVICE | SOL6278 | ADELAIDE HEALTH CENTRE | CHILDREN CONTINENCE-LEVEL 2 | ENURESIS ALARM | WET STOP 3 | NOT FOUND | POTTY MD | PM | 1 | 10
7902 | IN SERVICE | SOL6279 | ADELAIDE HEALTH CENTRE | CHILDREN CONTINENCE-LEVEL 2 | ENURESIS ALARM | WET STOP 3 | NOT FOUND | POTTY MD | PM | 1 | 10
7903 | IN SERVICE | SOL6281 | ADELAIDE HEALTH CENTRE | CHILDREN CONTINENCE-LEVEL 2 | ENURESIS ALARM | WET STOP 3 | NOT FOUND | POTTY MD | PM | 1 | 10
7904 | IN SERVICE | SOL6282 | ADELAIDE HEALTH CENTRE | CHILDREN CONTINENCE-LEVEL 2 | ENURESIS ALARM | WET STOP 3 | NOT FOUND | POTTY MD | PM | 1 | 10
7905 | IN SERVICE | SOL6283 | ADELAIDE HEALTH CENTRE | CHILDREN CONTINENCE-LEVEL 2 | ENURESIS ALARM | WET STOP 3 | NOT FOUND | POTTY MD | PM | 1 | 10
7906 | IN SERVICE | SOL6284 | ADELAIDE HEALTH CENTRE | CHILDREN CONTINENCE-LEVEL 2 | ENURESIS ALARM | WET STOP 3 | NOT FOUND | POTTY MD | PM | 1 | 10
7907 | IN SERVICE | SOL6285 | ADELAIDE HEALTH CENTRE | CHILDREN CONTINENCE-LEVEL 2 | ENURESIS ALARM | WET STOP 3 | NOT FOUND | POTTY MD | PM | 1 | 10
7908 | IN SERVICE | SOL6286 | ADELAIDE HEALTH CENTRE | CHILDREN CONTINENCE-LEVEL 2 | ENURESIS ALARM | WET STOP 3 | NOT FOUND | POTTY MD | PM | 1 | 10
7909 | IN SERVICE | SOL6287 | ADELAIDE HEALTH CENTRE | CHILDREN CONTINENCE-LEVEL 2 | ENURESIS ALARM | WET STOP 3 | NOT FOUND | POTTY MD | PM | 1 | 10
7910 | IN SERVICE | SOL6288 | ADELAIDE HEALTH CENTRE | CHILDREN CONTINENCE-LEVEL 2 | ENURESIS ALARM | WET STOP 3 | NOT FOUND | POTTY MD | PM | 1 | 10
7911 | IN SERVICE | SOL6289 | ADELAIDE HEALTH CENTRE | CHILDREN CONTINENCE-LEVEL 2 | ENURESIS ALARM | WET STOP 3 | NOT FOUND | POTTY MD | PM | 1 | 10
7912 | IN SERVICE | SOL6290 | ADELAIDE HEALTH CENTRE | CHILDREN CONTINENCE-LEVEL 2 | ENURESIS ALARM | WET STOP 3 | NOT FOUND | POTTY MD | PM | 1 | 10
7913 | IN SERVICE | SOL6291 | ADELAIDE HEALTH CENTRE | CHILDREN CONTINENCE-LEVEL 2 | ENURESIS ALARM | WET STOP 3 | NOT FOUND | POTTY MD | PM | 1 | 10
7914 | IN SERVICE | SOL6292 | ADELAIDE HEALTH CENTRE | CHILDREN CONTINENCE-LEVEL 2 | ENURESIS ALARM | WET STOP 3 | NOT FOUND | POTTY MD | PM | 1 | 10
7915 | IN SERVICE | SOL6293 | ADELAIDE HEALTH CENTRE | CHILDREN CONTINENCE-LEVEL 2 | ENURESIS ALARM | WET STOP 3 | NOT FOUND | POTTY MD | PM | 1 | 10
7916 | IN SERVICE | SOL6296 | ADELAIDE HEALTH CENTRE | CHILDREN CONTINENCE-LEVEL 2 | ENURESIS ALARM | WET STOP 3 | NOT FOUND | POTTY MD | PM | 1 | 10
7917 | IN SERVICE | SOL6297 | ADELAIDE HEALTH CENTRE | CHILDREN CONTINENCE-LEVEL 2 | ENURESIS ALARM | WET STOP 3 | NOT FOUND | POTTY MD | PM | 1 | 10
7918 | IN SERVICE | SOL6298 | ADELAIDE HEALTH CENTRE | CHILDREN CONTINENCE-LEVEL 2 | ENURESIS ALARM | WET STOP 3 | NOT FOUND | POTTY MD | PM | 1 | 10
7919 | IN SERVICE | SOL6299 | ADELAIDE HEALTH CENTRE | CHILDREN CONTINENCE-LEVEL 2 | ENURESIS ALARM | WET STOP 3 | NOT FOUND | POTTY MD | PM | 1 | 10
7920 | IN SERVICE | SOL6300 | ADELAIDE HEALTH CENTRE | CHILDREN CONTINENCE-LEVEL 2 | ENURESIS ALARM | WET STOP 3 | NOT FOUND | POTTY MD | PM | 1 | 10
7921 | IN SERVICE | SOL6301 | ADELAIDE HEALTH CENTRE | CHILDREN CONTINENCE-LEVEL 2 | ENURESIS ALARM | WET STOP 3 | NOT FOUND | POTTY MD | PM | 1 | 10
7922 | IN SERVICE | SOL6302 | ADELAIDE HEALTH CENTRE | CHILDREN CONTINENCE-LEVEL 2 | ENURESIS ALARM | WET STOP 3 | NOT FOUND | POTTY MD | PM | 1 | 10
7923 | IN SERVICE | SOL6303 | ADELAIDE HEALTH CENTRE | CHILDREN CONTINENCE-LEVEL 2 | ENURESIS ALARM | WET STOP 3 | NOT FOUND | POTTY MD | PM | 1 | 10
7924 | IN SERVICE | SOL6304 | ADELAIDE HEALTH CENTRE | CHILDREN CONTINENCE-LEVEL 2 | ENURESIS ALARM | WET STOP 3 | NOT FOUND | POTTY MD | PM | 1 | 10
7925 | IN SERVICE | SOL6305 | ADELAIDE HEALTH CENTRE | CHILDREN CONTINENCE-LEVEL 2 | ENURESIS ALARM | WET STOP 3 | NOT FOUND | POTTY MD | PM | 1 | 10
7926 | IN SERVICE | SOL6306 | ADELAIDE HEALTH CENTRE | CHILDREN CONTINENCE-LEVEL 2 | ENURESIS ALARM | WET STOP 3 | NOT FOUND | POTTY MD | PM | 1 | 10
7927 | IN SERVICE | SOL6307 | ADELAIDE HEALTH CENTRE | CHILDREN CONTINENCE-LEVEL 2 | ENURESIS ALARM | WET STOP 3 | NOT FOUND | POTTY MD | PM | 1 | 10
7928 | IN SERVICE | SOL6312 | MEDINA HOUSE | COMMUNITY NURSING-FIRST FLOOR | GLUCOMETER | FREESTYLE OPTIUM NEO | LAMU296S02560 | ABBOTS MEDICAL | ASSET ONLY | 1 | NOT TO BE PRICED
7929 | IN SERVICE | SOL6317 | MEDINA HOUSE | COMMUNITY NURSING-FIRST FLOOR | GLUCOMETER | OPTIUM XCEED | XCB234-2008 | ABBOTS MEDICAL | ASSET ONLY | 1 | NOT TO BE PRICED
7930 | IN SERVICE | SOL6318 | MEDINA HOUSE | COMMUNITY NURSING-FIRST FLOOR | BLOOD PRESSURE MONITOR | ANEROID | NOT FOUND | ACCOSON | PM | 1 | 8
7931 | IN SERVICE | SOL6320 | MEDINA HOUSE | COMMUNITY NURSING-FIRST FLOOR | GLUCOMETER | FREESTYLE OPTIUM NEO | LAMW094S02439 | ABBOTS MEDICAL | ASSET ONLY | 1 | NOT TO BE PRICED
7932 | IN SERVICE | SOL6323 | MEDINA HOUSE | COMMUNITY NURSING-FIRST FLOOR | GLUCOMETER | FREESTYLE OPTIUM NEO | LAMU293F00955 | ABBOTS MEDICAL | ASSET ONLY | 1 | NOT TO BE PRICED
7933 | IN SERVICE | SOL6327 | MEDINA HOUSE | COMMUNITY NURSING-FIRST FLOOR | GLUCOMETER | FREESTYLE OPTIUM NEO | LAMV181S02928 | ABBOTS MEDICAL | ASSET ONLY | 1 | NOT TO BE PRICED
7934 | IN SERVICE | SOL6328 | MEDINA HOUSE | COMMUNITY NURSING-FIRST FLOOR | BLOOD PRESSURE MONITOR | ANEROID | 130500093 | ACCOSON | PM | 1 | 8
7935 | IN SERVICE | SOL6329 | MEDINA HOUSE | COMMUNITY NURSING-FIRST FLOOR | GLUCOMETER | OPTIUM XCEED | XCMR069-P1570 | ABBOTS MEDICAL | ASSET ONLY | 1 | NOT TO BE PRICED
7936 | IN SERVICE | SOL6332 | MEDINA HOUSE | COMMUNITY NURSING-FIRST FLOOR | BLOOD PRESSURE MONITOR | ANEROID | 130500273 | ACCOSON | PM | 1 | 8
7937 | IN SERVICE | SOL6334 | MEDINA HOUSE | COMMUNITY NURSING-FIRST FLOOR | THERMOMETER | THERMOSCAN | 07412K06006 | BRAUN | PM | 1 | 15
7938 | IN SERVICE | SOL6337 | MEDINA HOUSE | COMMUNITY NURSING-FIRST FLOOR | SPHYGMOMANOMETER | SHOCK RESISTANT | 61018075662 | WELCH ALLYN | PM | 1 | 8
7939 | IN SERVICE | SOL6342 | MEDINA HOUSE | COMMUNITY NURSING-FIRST FLOOR | THERMOMETER | THERMOSCAN | 32011K04540 | BRAUN | PM | 1 | 15
7940 | IN SERVICE | SOL6343 | MEDINA HOUSE | COMMUNITY NURSING-FIRST FLOOR | GLUCOMETER | FREESTYLE OPTIUM NEO | LAMX042S02624 | ABBOTS MEDICAL | ASSET ONLY | 1 | NOT TO BE PRICED
7941 | IN SERVICE | SOL6345 | MEDINA HOUSE | COMMUNITY NURSING-FIRST FLOOR | GLUCOMETER | FREESTYLE OPTIUM NEO | LAMX042S06220 | ABBOTS MEDICAL | ASSET ONLY | 1 | NOT TO BE PRICED
7942 | IN SERVICE | SOL6356 | PETERSFIELD COMMUNITY HOSPITAL | PODIATRY-PODIATRY CLINIC | GRINDING MACHINE | PODO20 | 16004 | AFT INTERNATIONAL | ASSET ONLY | 1 | NOT TO BE PRICED
7943 | IN SERVICE | SOL6357 | PETERSFIELD COMMUNITY HOSPITAL | PODIATRY-PODIATRY CLINIC | THERMOMETER | CENTER 350 | NOT FOUND | CENTER TECHNOLOGY | PM | 1 | 15
7944 | IN SERVICE | SOL6358 | PETERSFIELD COMMUNITY HOSPITAL | PODIATRY-PODIATRY CLINIC | THERMOMETER | GENTLE TEMP 510 | 20131201393UF | OMRON HEALTHCARE | PM | 1 | 15
7945 | IN SERVICE | SOL6359 | PETERSFIELD COMMUNITY HOSPITAL | PODIATRY-PODIATRY CLINIC | GLUCOMETER | OMNITEST 3 | GAA7UKOB00462 | B BRAUN MEDICAL | ASSET ONLY | 1 | NOT TO BE PRICED
7946 | IN SERVICE | SOL6360 | MEDINA HOUSE | COMMUNITY NURSING-FIRST FLOOR | BLOOD PRESSURE MONITOR | PRESSOSTABIL | 1249855 | WELCH ALLYN | PM | 1 | 8
7947 | IN SERVICE | SOL6361 | MEDINA HOUSE | COMMUNITY NURSING-FIRST FLOOR | PULSE OXIMETER-FINGER | W4350 | NOT FOUND | MERLIN MEDICAL | PM | 1 | 15
7948 | IN SERVICE | SOL6362 | MEDINA HOUSE | COMMUNITY NURSING-FIRST FLOOR | GLUCOMETER | FREESTYLE OPTIMUM | XEMT218-P0952 | ABBOTS MEDICAL | ASSET ONLY | 1 | NOT TO BE PRICED
7949 | IN SERVICE | SOL6366 | MEDINA HOUSE | COMMUNITY NURSING-FIRST FLOOR | GLUCOMETER | OPTIUM XCEED | XC1545-2195 | MEDISENSE | ASSET ONLY | 1 | NOT TO BE PRICED
7950 | IN SERVICE | SOL6367 | MEDINA HOUSE | COMMUNITY NURSING-FIRST FLOOR | BLOOD PRESSURE MONITOR | ANEROID | NOT FOUND | ACCOSON | PM | 1 | 8
7951 | IN SERVICE | SOL6368 | MEDINA HOUSE | COMMUNITY NURSING-FIRST FLOOR | THERMOMETER | THERMOSCAN | 34613K15212 | BRAUN | PM | 1 | 15
7952 | IN SERVICE | SOL6369 | MEDINA HOUSE | COMMUNITY NURSING-FIRST FLOOR | GLUCOMETER | TRUEYOU | MY0233796 | NIPRO DIAGNOSTICS | ASSET ONLY | 1 | NOT TO BE PRICED
7953 | IN SERVICE | SOL6370 | MEDINA HOUSE | COMMUNITY NURSING-FIRST FLOOR | GLUCOMETER | TRUEYOU | MY0191003 | NIPRO DIAGNOSTICS | ASSET ONLY | 1 | NOT TO BE PRICED
7954 | IN SERVICE | SOL6376 | MEDINA HOUSE | COMMUNITY NURSING-FIRST FLOOR | GLUCOMETER | OPTIUM XCEED | XCB216-6030 | ABBOTS MEDICAL | ASSET ONLY | 1 | NOT TO BE PRICED
7955 | IN SERVICE | SOL6379 | MEDINA HOUSE | COMMUNITY NURSING-FIRST FLOOR | GLUCOMETER | FREESTYLE OPTIMUM | XEMS140-P11F5 | ABBOTS MEDICAL | ASSET ONLY | 1 | NOT TO BE PRICED
7956 | IN SERVICE | SOL6380 | MEDINA HOUSE | COMMUNITY NURSING-FIRST FLOOR | BLOOD PRESSURE MONITOR | ANEROID | NOT FOUND | ACCOSON | PM | 1 | 8
7957 | IN SERVICE | SOL6381 | MEDINA HOUSE | COMMUNITY NURSING-FIRST FLOOR | THERMOMETER | THERMOSCAN | 34613K16289 | BRAUN | PM | 1 | 15
7958 | IN SERVICE | SOL6383 | MEDINA HOUSE | COMMUNITY NURSING-FIRST FLOOR | GLUCOMETER | FREESTYLE OPTIUM NEO | LAMV278S00570 | ABBOTS MEDICAL | ASSET ONLY | 1 | NOT TO BE PRICED
7959 | IN SERVICE | SOL6388 | MEDINA HOUSE | COMMUNITY NURSING-FIRST FLOOR | BLOOD PRESSURE MONITOR | M2BASIC | 20111001767VG | OMRON HEALTHCARE | PM | 1 | 8
7961 | IN SERVICE | SOL6392 | HYTHE HOSPITAL | COMMUNITY PAEDIATRIC MEDICAL SERVICES-CLINC ROOM | BLOOD PRESSURE MONITOR | M6 AC | 20120200828VG | OMRON HEALTHCARE | PM | 1 | 8
7962 | IN SERVICE | SOL6393 | HYTHE HOSPITAL | COMMUNITY PAEDIATRIC MEDICAL SERVICES-CLINC ROOM | BLOOD PRESSURE MONITOR | M5-1 | 4403421L | OMRON HEALTHCARE | PM | 1 | 8
7963 | IN SERVICE | SOL6394 | HYTHE HOSPITAL | COMMUNITY PAEDIATRIC MEDICAL SERVICES-CLINC ROOM | HEIGHT MEASURE | LEICESTER | NOT FOUND | SECA LTD | INSPECTION ONLY | 1 | 15
7964 | IN SERVICE | SOL6395 | HYTHE HOSPITAL | COMMUNITY PAEDIATRIC MEDICAL SERVICES-CLINC ROOM | PLINTH | 2 SECTION | 245544 | ARJO HUNTLEIGH | PM | 1 | 35
7965 | IN SERVICE | SOL6396 | HYTHE HOSPITAL | COMMUNITY PAEDIATRIC MEDICAL SERVICES-CLINC ROOM | SCALES | 761 | NOT FOUND | SECA LTD | PM | 1 | 15
7966 | IN SERVICE | SOL6398 | HYTHE HOSPITAL | COMMUNITY PAEDIATRIC MEDICAL SERVICES-CLINC ROOM | SCALES | 761 | 2761338078583 | SECA LTD | PM | 1 | 15
7967 | IN SERVICE | SOL6399 | HYTHE HOSPITAL | COMMUNITY PAEDIATRIC MEDICAL SERVICES-CLINC ROOM | SCALES | 761 | 2761274043491 | SECA LTD | PM | 1 | 15
7968 | IN SERVICE | SOL6400 | HYTHE HOSPITAL | COMMUNITY PAEDIATRIC MEDICAL SERVICES-CLINC ROOM | SCALES | 899 | 5899113118158 | SECA LTD | PM | 1 | 15
7969 | IN SERVICE | SOL6401 | HYTHE HOSPITAL | COMMUNITY PAEDIATRIC MEDICAL SERVICES-CLINC ROOM | SCALES | 835 | 810306 | SECA LTD | PM | 1 | 15
7970 | IN SERVICE | SOL6402 | HYTHE HOSPITAL | COMMUNITY PAEDIATRIC MEDICAL SERVICES-CLINC ROOM | PLINTH | 43000 | 879848 | ARJO HUNTLEIGH | PM | 1 | 35
7971 | IN SERVICE | SOL2217 | ROYAL SOUTH HANTS HOSPITAL | FANSHAWE WARD | DEFIBRILLATOR-AED | AED PRO | AA17F043011 | ZOLL MEDICAL | ASSET ONLY | 1 | NOT TO BE PRICED
7972 | IN SERVICE | SOL2224 | ROYAL SOUTH HANTS HOSPITAL | BRAMBLES WARD-LOWER BRAMBLES | DEFIBRILLATOR-AED | AED PRO | AA17I043465 | ZOLL MEDICAL | ASSET ONLY | 1 | NOT TO BE PRICED
7973 | IN SERVICE | SOL6403 | ROYAL SOUTH HANTS HOSPITAL | BRAMBLES WARD-LOWER BRAMBLES | FLOWMETER-O2-SINGLE | TWIN | K53311 | DATEX OHMEDA | PM | 1 | 5
7975 | IN SERVICE | SOL6412 | ROYAL SOUTH HANTS HOSPITAL | NICHOLSTOWN SURGERY | HEIGHT MEASURE | LEICESTER | NOT FOUND | SECA LTD | INSPECTION ONLY | 1 | 15
7976 | IN SERVICE | SOL2250 | ROYAL SOUTH HANTS HOSPITAL | NICHOLSTOWN SURGERY | DEFIBRILLATOR-AED | AED PRO | AA17I043462 | ZOLL MEDICAL | ASSET ONLY | 1 | NOT TO BE PRICED
7977 | IN SERVICE | SOL6414 | ROYAL SOUTH HANTS HOSPITAL | NICHOLSTOWN SURGERY | THERMOMETER | THERMOSCAN 6021 | 1111040033 | BRAUN | PM | 1 | 15
7978 | IN SERVICE | SOL6415 | ROYAL SOUTH HANTS HOSPITAL | NICHOLSTOWN SURGERY | HEIGHT MEASURE | LEICESTER | NOT FOUND | SECA LTD | INSPECTION ONLY | 1 | 15
7979 | IN SERVICE | SOL6418 | ROYAL SOUTH HANTS HOSPITAL | NICHOLSTOWN SURGERY | SPHYGMOMANOMETER | SHOCK RESISTANT | 60518184512 | WELCH ALLYN | PM | 1 | 8
7980 | IN SERVICE | SOL6419 | ROYAL SOUTH HANTS HOSPITAL | NICHOLSTOWN SURGERY | GLUCOMETER | JAZZ | CUCC081G101628 | AGAMATRIX | ASSET ONLY | 1 | NOT TO BE PRICED
7981 | IN SERVICE | SOL6420 | BRAMBLYS GRANGE HEALTH CENTRE | DENTAL-STORE ROOM | AIR COMPRESSOR | 50/25 PRIME | 6173083 | MGF | OEM-AIH | 1 | 550
7982 | IN SERVICE | SOL6421 | ROYAL HAMPSHIRE COUNTY HOSPITAL | DENTAL-BURRELL WING | DENTAL ULTRASONIC SCALER | CAVITRON SELECT | 123-37561 | ACTEON | OEM-AIH | 1 | 25
7984 | IN SERVICE | SOL6423 | ADELAIDE HEALTH CENTRE | TISSUE VIABILITY SERVICE-CLINIC ROOM | SPHYGMOMANOMETER | SHOCK RESISTANT | 101215101102 | WELCH ALLYN | PM | 1 | 8
7985 | IN SERVICE | SOL6425 | ADELAIDE HEALTH CENTRE | TISSUE VIABILITY SERVICE-CLINIC ROOM | DOPPLER | D900 | 900LX0140590-10 | HUNTLEIGH HEALTHCARE | PM | 1 | 30
7986 | IN SERVICE | SOL6426 | ADELAIDE HEALTH CENTRE | TISSUE VIABILITY SERVICE-CLINIC ROOM | BLOOD PRESSURE MONITOR | PRESSOSTABIL | 2223989 | WELCH ALLYN | PM | 1 | 8
7987 | IN SERVICE | SOL6427 | ADELAIDE HEALTH CENTRE | TISSUE VIABILITY SERVICE-CLINIC ROOM | BLOOD PRESSURE MONITOR | PRESSOSTABIL | 10003330 | WELCH ALLYN | PM | 1 | 8
7988 | IN SERVICE | SOL6431 | ADELAIDE HEALTH CENTRE | TISSUE VIABILITY SERVICE-CLINIC ROOM | DOPPLER | SD2 | WACF1-00663 | HUNTLEIGH HEALTHCARE | PM | 1 | 30
7989 | IN SERVICE | SOL6434 | ADELAIDE HEALTH CENTRE | TISSUE VIABILITY SERVICE-CLINIC ROOM | BLOOD PRESSURE MONITOR | PRESSOSTABIL | 2219044 | WELCH ALLYN | PM | 1 | 8
7990 | IN SERVICE | SOL6435 | ADELAIDE HEALTH CENTRE | TISSUE VIABILITY SERVICE-CLINIC ROOM | BLOOD PRESSURE MONITOR | PRESSOSTABIL | 4103500 | WELCH ALLYN | PM | 1 | 8
7991 | IN SERVICE | SOL6436 | ADELAIDE HEALTH CENTRE | TISSUE VIABILITY SERVICE-CLINIC ROOM | THERMOMETER | THERMOSCAN | 32811K06425 | BRAUN | PM | 1 | 15
7992 | IN SERVICE | SOL4687 | ROYAL SOUTH HANTS HOSPITAL | OCCUPATIONAL HEALTH-BRAMBLES BUNGALOW | PLINTH | SM2550 DFL | 32489 | SEERS MEDICAL | PM | 1 | 35
7993 | IN SERVICE | SOL4698 | ROYAL SOUTH HANTS HOSPITAL | OCCUPATIONAL HEALTH-BRAMBLES BUNGALOW | GLUCOMETER | PG300 | 10600 | PHILOSYS CO. LTD | ASSET ONLY | 1 | NOT TO BE PRICED
7994 | IN SERVICE | SOL4663 | ROYAL SOUTH HANTS HOSPITAL | OCCUPATIONAL HEALTH-BRAMBLES BUNGALOW | BLOOD PRESSURE MONITOR | BPA100 | 2901820 | MICROLIFE HEALTH | PM | 1 | 8
7996 | IN SERVICE | SOL4667 | ROYAL SOUTH HANTS HOSPITAL | OCCUPATIONAL HEALTH-BRAMBLES BUNGALOW | BLOOD PRESSURE MONITOR | BP3AC1-1 | 1060131 | MICROLIFE HEALTH | PM | 1 | 8
7997 | IN SERVICE | SOL4678 | ROYAL SOUTH HANTS HOSPITAL | OCCUPATIONAL HEALTH-BRAMBLES BUNGALOW | OTOSCOPE | HS-OT10 | NOT FOUND | LYALL WILLIS | PM | 1 | 5
7998 | IN SERVICE | SOL4688 | ROYAL SOUTH HANTS HOSPITAL | OCCUPATIONAL HEALTH-BRAMBLES BUNGALOW | SPIROMETER | MICRO LOOP | 105-05153 | CAREFUSION | PM | 1 | 125
7999 | IN SERVICE | SOL4689 | ROYAL SOUTH HANTS HOSPITAL | OCCUPATIONAL HEALTH-BRAMBLES BUNGALOW | CALIBRATION SYRINGE | 36-SM2125 | 95385248 | CAREFUSION | PM | 1 | 175
8000 | IN SERVICE | SOL6441 | ROYAL SOUTH HANTS HOSPITAL | OCCUPATIONAL HEALTH-BRAMBLES BUNGALOW | VISION SCREEN | 1155-WE | 37128 | KEYSTONE VIEW | PM | 1 | 20
8001 | IN SERVICE | SOL4670 | ROYAL SOUTH HANTS HOSPITAL | OCCUPATIONAL HEALTH-BRAMBLES BUNGALOW | BLOOD PRESSURE MONITOR | BP3AC1-1 | 30900495 | MICROLIFE HEALTH | PM | 1 | 8
8003 | IN SERVICE | SOL4677 | ROYAL SOUTH HANTS HOSPITAL | OCCUPATIONAL HEALTH-BRAMBLES BUNGALOW | ASPIRATOR | LSU | 78221690881 | LAERDAL MEDICAL | PM | 1 | 25
8004 | IN SERVICE | SOL6442 | ROYAL SOUTH HANTS HOSPITAL | NICHOLSTOWN SURGERY | BLOOD PRESSURE MONITOR | CLOCK MODEL | NOT FOUND | BOKANG | PM | 1 | 8
8005 | IN SERVICE | SOL6443 | ROYAL SOUTH HANTS HOSPITAL | NICHOLSTOWN SURGERY | BLOOD PRESSURE MONITOR | CLOCK MODEL | NOT FOUND | BOKANG | PM | 1 | 8
8006 | IN SERVICE | SOL6444 | ROYAL SOUTH HANTS HOSPITAL | NICHOLSTOWN SURGERY | THERMOMETER | THERMOSCAN | 03014K08006 | BRAUN | PM | 1 | 15
8007 | IN SERVICE | SOL6445 | ROYAL SOUTH HANTS HOSPITAL | NICHOLSTOWN SURGERY | OTOSCOPE | STANDARD | NOT FOUND | KEELER | PM | 1 | 5
8008 | IN SERVICE | SOL6446 | ROYAL SOUTH HANTS HOSPITAL | NICHOLSTOWN SURGERY | GLUCOMETER | NEXUS GLUCO RX | 4277114390112440 | TAIDOC TECHNOLOGY | ASSET ONLY | 1 | NOT TO BE PRICED
8009 | IN SERVICE | SOL6447 | ROYAL SOUTH HANTS HOSPITAL | NICHOLSTOWN SURGERY | SCALES | 861 | 1861011076184 | SECA LTD | PM | 1 | 15
8010 | IN SERVICE | SOL6448 | ROYAL SOUTH HANTS HOSPITAL | NICHOLSTOWN SURGERY | DIAGNOSTIC SET | K180 | NOT FOUND | HEINE | PM | 1 | 5
8011 | IN SERVICE | SOL4694 | ROYAL SOUTH HANTS HOSPITAL | OCCUPATIONAL HEALTH-BRAMBLES BUNGALOW | VISION SCREEN | VSII | 26643 | KEYSTONE VIEW | PM | 1 | 20
8012 | IN SERVICE | SOL4695 | ROYAL SOUTH HANTS HOSPITAL | OCCUPATIONAL HEALTH-BRAMBLES BUNGALOW | VISION SCREEN | VSII | 24093 | KEYSTONE VIEW | PM | 1 | 20
8013 | IN SERVICE | SOL4696 | ROYAL SOUTH HANTS HOSPITAL | OCCUPATIONAL HEALTH-BRAMBLES BUNGALOW | VISION SCREEN | VSII | 28309 | KEYSTONE VIEW | PM | 1 | 20
8014 | IN SERVICE | SOL4681 | ROYAL SOUTH HANTS HOSPITAL | OCCUPATIONAL HEALTH-BRAMBLES BUNGALOW | PULSE OXIMETER-FINGER | DIGIT | NOT FOUND | SMITHS MEDICAL | PM | 1 | 15
8015 | IN SERVICE | SOL4682 | ROYAL SOUTH HANTS HOSPITAL | OCCUPATIONAL HEALTH-BRAMBLES BUNGALOW | SCALES | 7701 | 77010180009 | SOEHNIE | PM | 1 | 15
8016 | IN SERVICE | SOL4679 | ROYAL SOUTH HANTS HOSPITAL | OCCUPATIONAL HEALTH-BRAMBLES BUNGALOW | PLINTH | SM2550 DFL | SMA27182 | SEERS MEDICAL | PM | 1 | 35
8018 | IN SERVICE | SOL4685 | ROYAL SOUTH HANTS HOSPITAL | OCCUPATIONAL HEALTH-BRAMBLES BUNGALOW | SCALES | 761 | NOT FOUND | SECA LTD | PM | 1 | 15
8019 | IN SERVICE | SOL4684 | ROYAL SOUTH HANTS HOSPITAL | OCCUPATIONAL HEALTH-BRAMBLES BUNGALOW | MEDICAL FRIDGE | PSR273UK | 20600050444440900 | LEC MEDICAL | PM | 1 | NOT TO BE PRICED
8020 | IN SERVICE | SOL4683 | ROYAL SOUTH HANTS HOSPITAL | OCCUPATIONAL HEALTH-BRAMBLES BUNGALOW | HEIGHT MEASURE | LEICESTER | NOT FOUND | SECA LTD | INSPECTION ONLY | 1 | 15
8021 | IN SERVICE | SOL4668 | ROYAL SOUTH HANTS HOSPITAL | OCCUPATIONAL HEALTH-BRAMBLES BUNGALOW | BLOOD PRESSURE MONITOR | BP3AC1-1 | 1600351 | MICROLIFE HEALTH | PM | 1 | 8
8022 | IN SERVICE | SOL4669 | ROYAL SOUTH HANTS HOSPITAL | OCCUPATIONAL HEALTH-BRAMBLES BUNGALOW | BLOOD PRESSURE MONITOR | GENTLE+ | 131600215 | MICROLIFE HEALTH | PM | 1 | 8
8023 | IN SERVICE | SOL2225 | ROYAL SOUTH HANTS HOSPITAL | OCCUPATIONAL HEALTH-BRAMBLES BUNGALOW | DEFIBRILLATOR-AED | AED PRO | AA17F043021 | ZOLL MEDICAL | ASSET ONLY | 1 | NOT TO BE PRICED
8024 | IN SERVICE | SOL6452 | ROYAL SOUTH HANTS HOSPITAL | INPATIENT THERAPY-CLINICAL STAFF | WHEELCHAIR | BEN NG | 14I07000795 | INVACARE | PM | 1 | 20
8025 | IN SERVICE | SOL6454 | ROYAL SOUTH HANTS HOSPITAL | COMMUNITY NURSING TEAM | GLUCOMETER | GLUCO RX NEXUS | 4277115220011960 | TAIDOC TECHNOLOGY | ASSET ONLY | 1 | NOT TO BE PRICED
8026 | IN SERVICE | SOL6463 | ROYAL SOUTH HANTS HOSPITAL | DIABETES CENTRE-STORE ROOM | SCALES | M420 | 21402273 | MARSDEN | PM | 1 | 15
8027 | IN SERVICE | SOL6464 | ROYAL SOUTH HANTS HOSPITAL | DIABETES CENTRE-CLINIC ROOM | HEIGHT MEASURE | LEICESTER | NOT FOUND | SECA LTD | INSPECTION ONLY | 1 | 15
8028 | IN SERVICE | SOL6465 | ROYAL SOUTH HANTS HOSPITAL | DIABETES CENTRE-CLINIC ROOM | GLUCOMETER | ACCU-CHEK PERFORMA | 55209635194 | ROCHE DIAGNOSTICS | ASSET ONLY | 1 | NOT TO BE PRICED
8029 | IN SERVICE | SOL2215 | ROYAL SOUTH HANTS HOSPITAL | DIABETES CENTRE-COPD | DEFIBRILLATOR-AED | AED PRO | AA17H043423 | ZOLL MEDICAL | ASSET ONLY | 1 | NOT TO BE PRICED
8031 | IN SERVICE | SOL6470 | BROADCAST HOUSE | COMMUNITY NURSING TEAM | OTOSCOPE | STANDARD | NOT FOUND | KEELER | PM | 1 | 5
8032 | IN SERVICE | SOL6474 | ROYAL SOUTH HANTS HOSPITAL | COMMUNITY NURSING TEAM | PULSE OXIMETER-FINGER | MD300C2 | 142504703346 | BEIJING CHOICE ELECTRONICS | PM | 1 | 15
8033 | IN SERVICE | SOL6478 | ROYAL SOUTH HANTS HOSPITAL | SEXUAL HEALTH | HEIGHT MEASURE | 213 | NOT FOUND | SECA LTD | INSPECTION ONLY | 1 | 15
8034 | IN SERVICE | SOL6480 | ROYAL SOUTH HANTS HOSPITAL | SEXUAL HEALTH | LIGHT-EXAMINATION | C50GXO | 17877/1 | BRANDON MEDICAL | PM | 1 | 10
8035 | IN SERVICE | SOL6481 | ROYAL SOUTH HANTS HOSPITAL | COMMUNITY PAEDIATRIC MEDICAL SERVICES | HEIGHT MEASURE | LEICESTER | NOT FOUND | SECA LTD | INSPECTION ONLY | 1 | 15
8037 | IN SERVICE | SOL6482 | ROYAL SOUTH HANTS HOSPITAL | COMMUNITY PAEDIATRIC MEDICAL SERVICES | OTOSCOPE | STANDARD | 18203 | KEELER | PM | 1 | 5
8038 | IN SERVICE | SOL6483 | ROYAL SOUTH HANTS HOSPITAL | COMMUNITY PAEDIATRIC MEDICAL SERVICES | BLOOD PRESSURE MONITOR | ANEROID | NOT FOUND | ACCOSON | PM | 1 | 8
8039 | IN SERVICE | SOL6485 | SOLENT MEDICAL SERVICES | COMMUNITY WELLBEING TEAM | BLOOD PRESSURE MONITOR | DS5401 | 151222090637 | WELCH ALLYN | PM | 1 | 8
8040 | IN SERVICE | SOL6487 | ROYAL SOUTH HANTS HOSPITAL | COMMUNITY NURSING TEAM | BLOOD PRESSURE MONITOR | DS5401 | 170728153419 | WELCH ALLYN | PM | 1 | 8
8042 | IN SERVICE | SOL2188 | ST MARY'S COMMUNITY HEALTH CAMPUS | SPINNAKER WARD | DEFIBRILLATOR-AED | AED PRO | AA17G043305 | ZOLL MEDICAL | ASSET ONLY | 1 | NOT TO BE PRICED
8043 | IN SERVICE | SOL6495 | ST MARY'S COMMUNITY HEALTH CAMPUS | PODIATRY-PODIATRY CLINIC | OTOSCOPE | HS-OT10 | 771192 | LYALL WILLIS | PM | 1 | 8
8044 | IN SERVICE | SOL6496 | ST MARY'S COMMUNITY HEALTH CAMPUS | PODIATRY-PODIATRY CLINIC | BLOOD PRESSURE MONITOR | ANEROID | 110300412 | ACCOSON | PM | 1 | 8
8045 | IN SERVICE | SOL6497 | ST MARY'S COMMUNITY HEALTH CAMPUS | PODIATRY-PODIATRY CLINIC | BLOOD PRESSURE MONITOR | ANEROID | 110300419 | ACCOSON | PM | 1 | 8
8046 | IN SERVICE | SOL6498 | ST MARY'S COMMUNITY HEALTH CAMPUS | PODIATRY-PODIATRY CLINIC | BLOOD PRESSURE MONITOR | ANEROID | NOT FOUND | ACCOSON | PM | 1 | 8
8047 | IN SERVICE | SOL6506 | ST MARY'S COMMUNITY HEALTH CAMPUS | OUTPATIENTS | BLOOD PRESSURE MONITOR | GREENLIGHT 300 | 07-001387 | ACCOSON | PM | 1 | 8
8048 | IN SERVICE | SOL6507 | ST MARY'S COMMUNITY HEALTH CAMPUS | OUTPATIENTS | LIGHT-EXAMINATION | LHH11 | NOT FOUND | LUXO LTD | PM | 1 | 10
8049 | IN SERVICE | SOL6508 | ST MARY'S COMMUNITY HEALTH CAMPUS | PHARMACY | MEDICAL FRIDGE | RLDG1010 | 761703221127PW-LC | LABCOLD | PM | 1 | NOT TO BE PRICED
8053 | IN SERVICE | SOL2191 | ST MARY'S COMMUNITY HEALTH CAMPUS | ADULT MENTAL HEALTH DEPARTMENT | DEFIBRILLATOR-AED | AED PRO | AA17F043027 | ZOLL MEDICAL | ASSET ONLY | 1 | NOT TO BE PRICED
8054 | IN SERVICE | SOL6514 | THORNHILL CENTRE FOR HEALTHY LIVING | SITE SERVICES-CONSULTING ROOM | PLINTH | 43100 | 108156 | ARJO HUNTLEIGH | PM | 1 | 35
8055 | IN SERVICE | SOL6515 | THORNHILL CENTRE FOR HEALTHY LIVING | SITE SERVICES-CONSULTING ROOM | SCALES | 878 | 5878075176192 | SECA LTD | PM | 1 | 15
8056 | IN SERVICE | SOL6516 | THORNHILL CENTRE FOR HEALTHY LIVING | SITE SERVICES-CONSULTING ROOM | HEIGHT MEASURE | LEICESTER | NOT FOUND | SECA LTD | INSPECTION ONLY | 1 | 15
8057 | IN SERVICE | SOL6517 | THORNHILL CENTRE FOR HEALTHY LIVING | SITE SERVICES-CONSULTING ROOM | LIGHT-EXAMINATION | L1111 PLUS | NOT FOUND | LUXO LTD | PM | 1 | 10
8058 | IN SERVICE | SOL6518 | THORNHILL CENTRE FOR HEALTHY LIVING | SITE SERVICES-CONSULTING ROOM | HEIGHT MEASURE | LEICESTER | NOT FOUND | SECA LTD | INSPECTION ONLY | 1 | 15
8059 | IN SERVICE | SOL6519 | THORNHILL CENTRE FOR HEALTHY LIVING | SITE SERVICES-CONSULTING ROOM | HEIGHT MEASURE | LEICESTER | NOT FOUND | SECA LTD | INSPECTION ONLY | 1 | 15
8060 | IN SERVICE | SOL6520 | THORNHILL CENTRE FOR HEALTHY LIVING | SITE SERVICES-CONSULTING ROOM | PLINTH | 3 SECTION | NOT FOUND | PLINTH MEDICAL | PM | 1 | 35
8061 | IN SERVICE | SOL6521 | THORNHILL CENTRE FOR HEALTHY LIVING | SITE SERVICES-CONSULTING ROOM | SCALES | 878 | 5878075176185 | SECA LTD | PM | 1 | 15
8062 | IN SERVICE | SOL6522 | THORNHILL CENTRE FOR HEALTHY LIVING | SITE SERVICES-CONSULTING ROOM | HEIGHT MEASURE | LEICESTER | NOT FOUND | SECA LTD | INSPECTION ONLY | 1 | 15
8063 | IN SERVICE | SOL6523 | THORNHILL CENTRE FOR HEALTHY LIVING | SITE SERVICES-CONSULTING ROOM | LIGHT-EXAMINATION | LGH026527 | NOT FOUND | LUXO LTD | PM | 1 | 10
8064 | IN SERVICE | SOL6524 | THORNHILL CENTRE FOR HEALTHY LIVING | SITE SERVICES-CONSULTING ROOM | PLINTH | 3 SECTION | NOT FOUND | PLINTH MEDICAL | PM | 1 | 35
8066 | IN SERVICE | SOL6526 | THORNHILL CENTRE FOR HEALTHY LIVING | SITE SERVICES-CONSULTING ROOM | SCALES | 878 | 5878075176183 | SECA LTD | PM | 1 | 15
8067 | IN SERVICE | SOL6527 | THORNHILL CENTRE FOR HEALTHY LIVING | SITE SERVICES-CONSULTING ROOM | LIGHT-EXAMINATION | LGH026527 | NOT FOUND | LUXO LTD | PM | 1 | 10
8068 | IN SERVICE | SOL6528 | THORNHILL CENTRE FOR HEALTHY LIVING | SITE SERVICES-CONSULTING ROOM | HEIGHT MEASURE | LEICESTER | NOT FOUND | SECA LTD | INSPECTION ONLY | 1 | 15
8069 | IN SERVICE | SOL6529 | THORNHILL CENTRE FOR HEALTHY LIVING | SITE SERVICES-CONSULTING ROOM | LIGHT-EXAMINATION | LGH026527 | NOT FOUND | LUXO LTD | PM | 1 | 10
8070 | IN SERVICE | SOL6530 | THORNHILL CENTRE FOR HEALTHY LIVING | SITE SERVICES-CONSULTING ROOM | PLINTH | 3 SECTION | NOT FOUND | PLINTH MEDICAL | PM | 1 | 35
8071 | IN SERVICE | SOL6531 | THORNHILL CENTRE FOR HEALTHY LIVING | SITE SERVICES-CONSULTING ROOM | SCALES | 878 | 5878075176195 | SECA LTD | PM | 1 | 15
8072 | IN SERVICE | SOL6533 | THORNHILL CENTRE FOR HEALTHY LIVING | SITE SERVICES-CONSULTING ROOM | SCALES | 878 | 5878075176188 | SECA LTD | PM | 1 | 15
8073 | IN SERVICE | SOL6534 | THORNHILL CENTRE FOR HEALTHY LIVING | SITE SERVICES-CONSULTING ROOM | PLINTH | 3 SECTION | NOT FOUND | PLINTH MEDICAL | PM | 1 | 35
8074 | IN SERVICE | SOL6535 | THORNHILL CENTRE FOR HEALTHY LIVING | SITE SERVICES-CONSULTING ROOM | LIGHT-EXAMINATION | LGH026527 | NOT FOUND | LUXO LTD | PM | 1 | 10
8075 | IN SERVICE | SOL6536 | THORNHILL CENTRE FOR HEALTHY LIVING | SITE SERVICES-CONSULTING ROOM | HEIGHT MEASURE | LEICESTER | NOT FOUND | SECA LTD | INSPECTION ONLY | 1 | 15
8076 | IN SERVICE | SOL2190 | ST MARY'S COMMUNITY HEALTH CAMPUS | PHYSIOTHERAPY-PHYSIOTHERAPY ROOM | DEFIBRILLATOR-AED | AED PRO | AA17F043003 | ZOLL MEDICAL | ASSET ONLY | 1 | NOT TO BE PRICED
8078 | IN SERVICE | SOL6538 | ST MARY'S COMMUNITY HEALTH CAMPUS | ADULT MENTAL HEALTH DEPARTMENT | LIGHT-EXAMINATION | LHH20 | NOT FOUND | LUXO LTD | PM | 1 | 10
8079 | IN SERVICE | SOL6539 | ALDERSHOT CENTRE FOR HEALTH | SEXUAL HEALTH | BLOOD PRESSURE MONITOR | M10-IT | 20170800133LF | OMRON HEALTHCARE | PM | 1 | 8
8080 | IN SERVICE | SOL2197 | ALDERSHOT CENTRE FOR HEALTH | SEXUAL HEALTH | DEFIBRILLATOR-AED | AED PRO | AA17F043030 | ZOLL MEDICAL | ASSET ONLY | 1 | NOT TO BE PRICED
8081 | IN SERVICE | SOL6542 | CIVIC OFFICES PORTSMOUTH | HEALTH VISITING AND SCHOOL NURSING-LEVEL 2 CORE 1 | PUMP-BREAST | CALYPSO | 10608418 | ARDO MEDICAL LIMITED | PM | 1 | 55
8082 | IN SERVICE | SOL2193 | ST MARY'S COMMUNITY HEALTH CAMPUS | SEXUAL HEALTH | DEFIBRILLATOR-AED | AED PRO | AA17E042830 | ZOLL MEDICAL | ASSET ONLY | 1 | NOT TO BE PRICED
8083 | IN SERVICE | SOL6548 | ST MARY'S COMMUNITY HEALTH CAMPUS | SEXUAL HEALTH | MEDICAL FRIDGE | RLDF0510 | 731504304953PW-LC | LABCOLD | PM | 1 | NOT TO BE PRICED
8084 | IN SERVICE | SOL6558 | ST MARY'S COMMUNITY HEALTH CAMPUS | SEXUAL HEALTH | LIGHT-EXAMINATION | LHH20 | NOT FOUND | LUXO LTD | PM | 1 | 10
8085 | IN SERVICE | SOL6571 | ADELAIDE HEALTH CENTRE | CHILDREN COMMUNITY NURSING TEAM-LEVEL 2 | NEBULISER | AC2000 | M2000273299 | MEDISAVE | PM | 1 | 15
8086 | IN SERVICE | SOL6575 | ADELAIDE HEALTH CENTRE | CHILDREN COMMUNITY NURSING TEAM-LEVEL 2 | VENTILATOR | TRILOGY 100 | TV116120828 | PHILIPS HEALTHCARE | PM | 1 | 799
8088 | IN SERVICE | SOL6597 | ST MARY'S COMMUNITY HEALTH CAMPUS | SPINNAKER WARD | BED-ELECTRIC | ENTERPRISE 8000 | P0456866 | ARJO HUNTLEIGH | PM | 1 | 20
8089 | IN SERVICE | SOL6598 | ST MARY'S COMMUNITY HEALTH CAMPUS | SPINNAKER WARD | BED-ELECTRIC | ENTERPRISE 8000 | P0456864 | ARJO HUNTLEIGH | PM | 1 | 20
8090 | IN SERVICE | SOL6599 | ST MARY'S COMMUNITY HEALTH CAMPUS | SPINNAKER WARD | MATTRESS PUMP | NIMBUS 4 | 1700018094 | ARJO HUNTLEIGH | PM | 1 | 45
8091 | IN SERVICE | SOL6600 | JUBILEE HOUSE | INPATIENT UNIT-END OF LIFE CARE | MATTRESS PUMP | NIMBUS 4 | 1700031174 | ARJO HUNTLEIGH | PM | 1 | 45
8092 | IN SERVICE | SOL6602 | ST MARY'S COMMUNITY HEALTH CAMPUS | SPINNAKER WARD | MATTRESS PUMP | NIMBUS 4 | 1700031172 | ARJO HUNTLEIGH | PM | 1 | 45
8093 | IN SERVICE | SOL6603 | ST MARY'S COMMUNITY HEALTH CAMPUS | SPINNAKER WARD | MATTRESS PUMP | NIMBUS 4 | 1700018095 | ARJO HUNTLEIGH | PM | 1 | 45
8094 | IN SERVICE | SOL6604 | ST MARY'S COMMUNITY HEALTH CAMPUS | SPINNAKER WARD | MATTRESS PUMP | NIMBUS 4 | 1700018097 | ARJO HUNTLEIGH | PM | 1 | 45
8095 | IN SERVICE | SOL6605 | ST MARY'S COMMUNITY HEALTH CAMPUS | SPINNAKER WARD | MATTRESS PUMP | NIMBUS 4 | 1700030314 | ARJO HUNTLEIGH | PM | 1 | 45
8097 | IN SERVICE | SOL6607 | ST MARY'S COMMUNITY HEALTH CAMPUS | SPINNAKER WARD | MATTRESS PUMP | NIMBUS 4 | 1700017596 | ARJO HUNTLEIGH | PM | 1 | 45
8098 | IN SERVICE | SOL6608 | ST MARY'S COMMUNITY HEALTH CAMPUS | SPINNAKER WARD | MATTRESS PUMP | NIMBUS 4 | 1700031173 | ARJO HUNTLEIGH | PM | 1 | 45
8099 | IN SERVICE | SOL6609 | ST MARY'S COMMUNITY HEALTH CAMPUS | SPINNAKER WARD | BED-ELECTRIC | ENTERPRISE 8000 | P0433201 | ARJO HUNTLEIGH | PM | 1 | 20
8100 | IN SERVICE | SOL6610 | JUBILEE HOUSE | INPATIENT UNIT-END OF LIFE CARE | MATTRESS PUMP | NIMBUS 4 | 1700018096 | ARJO HUNTLEIGH | PM | 1 | 45
8101 | IN SERVICE | SOL6611 | ST MARY'S COMMUNITY HEALTH CAMPUS | SPINNAKER WARD | MATTRESS PUMP | NIMBUS 4 | 1700031178 | ARJO HUNTLEIGH | PM | 1 | 45
8102 | IN SERVICE | SOL6613 | ST MARY'S COMMUNITY HEALTH CAMPUS | SPINNAKER WARD | MATTRESS PUMP | NIMBUS 4 | 1700018093 | ARJO HUNTLEIGH | PM | 1 | 45
8103 | IN SERVICE | SOL6614 | ST MARY'S COMMUNITY HEALTH CAMPUS | SPINNAKER WARD | MATTRESS PUMP | NIMBUS 4 | 1700030310 | ARJO HUNTLEIGH | PM | 1 | 45
8104 | IN SERVICE | SOL6616 | ST MARY'S COMMUNITY HEALTH CAMPUS | COMMUNITY NURSING TEAM | OPHTHALMOSCOPE | 901081 | 1249834 | WELCH ALLYN | PM | 1 | 8
8105 | IN SERVICE | SOL6617 | ST MARY'S COMMUNITY HEALTH CAMPUS | COMMUNITY NURSING TEAM | PULSE OXIMETER-FINGER | MD300C2 | 173803900964 | BEIJING CHOICE ELECTRONICS | PM | 1 | 15
8106 | IN SERVICE | SOL6618 | ST MARY'S COMMUNITY HEALTH CAMPUS | COMMUNITY NURSING TEAM | PULSE OXIMETER-FINGER | MD300C2 | 173803900966 | BEIJING CHOICE ELECTRONICS | PM | 1 | 15
8107 | IN SERVICE | SOL6619 | ST MARY'S COMMUNITY HEALTH CAMPUS | COMMUNITY NURSING TEAM | PULSE OXIMETER-FINGER | MD300C2 | 173803900900 | BEIJING CHOICE ELECTRONICS | PM | 1 | 15
8108 | IN SERVICE | SOL6620 | ST MARY'S COMMUNITY HEALTH CAMPUS | COMMUNITY NURSING TEAM | PULSE OXIMETER-FINGER | MD300C2 | 173803900898 | BEIJING CHOICE ELECTRONICS | PM | 1 | 15
8109 | IN SERVICE | SOL6621 | ST MARY'S COMMUNITY HEALTH CAMPUS | COMMUNITY NURSING TEAM | PULSE OXIMETER-FINGER | MD300C2 | 173803900896 | BEIJING CHOICE ELECTRONICS | PM | 1 | 15
8110 | IN SERVICE | SOL6622 | ST MARY'S COMMUNITY HEALTH CAMPUS | COMMUNITY NURSING TEAM | PULSE OXIMETER-FINGER | MD300C2 | 173803900894 | BEIJING CHOICE ELECTRONICS | PM | 1 | 15
8111 | IN SERVICE | SOL6623 | ST MARY'S COMMUNITY HEALTH CAMPUS | COMMUNITY NURSING TEAM | PULSE OXIMETER-FINGER | MD300C2 | 173803900892 | BEIJING CHOICE ELECTRONICS | PM | 1 | 15
8112 | IN SERVICE | SOL6624 | ST MARY'S COMMUNITY HEALTH CAMPUS | COMMUNITY NURSING TEAM | PULSE OXIMETER-FINGER | MD300C2 | 173803900891 | BEIJING CHOICE ELECTRONICS | PM | 1 | 15
8113 | IN SERVICE | SOL6625 | ST MARY'S COMMUNITY HEALTH CAMPUS | COMMUNITY NURSING TEAM | PULSE OXIMETER-FINGER | MD300C2 | 173803900893 | BEIJING CHOICE ELECTRONICS | PM | 1 | 15
8114 | IN SERVICE | SOL6626 | ST MARY'S COMMUNITY HEALTH CAMPUS | COMMUNITY NURSING TEAM | PULSE OXIMETER-FINGER | MD300C2 | 173803900895 | BEIJING CHOICE ELECTRONICS | PM | 1 | 15
8115 | IN SERVICE | SOL6627 | ST MARY'S COMMUNITY HEALTH CAMPUS | COMMUNITY NURSING TEAM | PULSE OXIMETER-FINGER | MD300C2 | 173803900897 | BEIJING CHOICE ELECTRONICS | PM | 1 | 15
8116 | IN SERVICE | SOL6628 | ST MARY'S COMMUNITY HEALTH CAMPUS | COMMUNITY NURSING TEAM | PULSE OXIMETER-FINGER | MD300C2 | 173803900899 | BEIJING CHOICE ELECTRONICS | PM | 1 | 15
8117 | IN SERVICE | SOL6629 | ST MARY'S COMMUNITY HEALTH CAMPUS | COMMUNITY NURSING TEAM | THERMOMETER | ET-100A | NOT FOUND | TIMESCO | PM | 1 | 15
8118 | IN SERVICE | SOL6630 | ST MARY'S COMMUNITY HEALTH CAMPUS | COMMUNITY NURSING TEAM | THERMOMETER | ET-100A | NOT FOUND | TIMESCO | PM | 1 | 15
8119 | IN SERVICE | SOL6631 | ST MARY'S COMMUNITY HEALTH CAMPUS | COMMUNITY NURSING TEAM | THERMOMETER | ET-100A | NOT FOUND | TIMESCO | PM | 1 | 15
8120 | IN SERVICE | SOL6633 | ST MARY'S COMMUNITY HEALTH CAMPUS | COMMUNITY NURSING TEAM | THERMOMETER | ET-100A | NOT FOUND | TIMESCO | PM | 1 | 15
8121 | IN SERVICE | SOL6634 | MEDINA HOUSE | COMMUNITY NURSING-FIRST FLOOR | THERMOMETER | ET-100A | NOT FOUND | TIMESCO | PM | 1 | 15
8123 | IN SERVICE | SOL6636 | ST MARY'S COMMUNITY HEALTH CAMPUS | COMMUNITY NURSING TEAM | THERMOMETER | ET-100A | NOT FOUND | TIMESCO | PM | 1 | 15
8124 | IN SERVICE | SOL6637 | ST MARY'S COMMUNITY HEALTH CAMPUS | COMMUNITY NURSING TEAM | THERMOMETER | ET-100A | NOT FOUND | TIMESCO | PM | 1 | 15
8125 | IN SERVICE | SOL6638 | ST MARY'S COMMUNITY HEALTH CAMPUS | COMMUNITY NURSING TEAM | THERMOMETER | ET-100A | NOT FOUND | TIMESCO | PM | 1 | 15
8126 | IN SERVICE | SOL6639 | ST MARY'S COMMUNITY HEALTH CAMPUS | COMMUNITY NURSING TEAM | THERMOMETER | ET-100A | NOT FOUND | TIMESCO | PM | 1 | 15
8127 | IN SERVICE | SOL6640 | ST MARY'S COMMUNITY HEALTH CAMPUS | COMMUNITY NURSING TEAM | THERMOMETER | ET-100A | NOT FOUND | TIMESCO | PM | 1 | 15
8129 | IN SERVICE | SOL6642 | ST MARY'S COMMUNITY HEALTH CAMPUS | SEXUAL HEALTH | BLOOD PRESSURE MONITOR | M6 AC | 20091006429VF | OMRON HEALTHCARE | PM | 1 | 8
8130 | IN SERVICE | SOL6643 | ST MARY'S COMMUNITY HEALTH CAMPUS | SEXUAL HEALTH | BLOOD PRESSURE MONITOR | M3 | NOT FOUND | OMRON HEALTHCARE | PM | 1 | 8
8133 | IN SERVICE | SOL6649 | JUBILEE HOUSE | INPATIENT UNIT-END OF LIFE CARE | MATTRESS PUMP | NIMBUS 3 | NB344166 | ARJO HUNTLEIGH | PM | 1 | 45
8134 | IN SERVICE | SOL6653 | JUBILEE HOUSE | INPATIENT UNIT-END OF LIFE CARE | MATTRESS PUMP | NIMBUS 3 | NB334782 | ARJO HUNTLEIGH | PM | 1 | 45
8135 | IN SERVICE | SOL6654 | JUBILEE HOUSE | INPATIENT UNIT-END OF LIFE CARE | PATIENT TRANSFER AID | ROTUNDA | 7742 | ENABLE AID | PM | 1 | 70
8136 | IN SERVICE | SOL6655 | JUBILEE HOUSE | INPATIENT UNIT-END OF LIFE CARE | PATIENT TRANSFER AID | SARA STEADY | 300089572 | ARJO HUNTLEIGH | PM | 1 | 70
8141 | IN SERVICE | SOL6667 | JUBILEE HOUSE | INPATIENT UNIT-END OF LIFE CARE | MATTRESS PUMP | NIMBUS 3 | NB314824 | ARJO HUNTLEIGH | PM | 1 | 45
8142 | IN SERVICE | SOL6668 | JUBILEE HOUSE | INPATIENT UNIT-END OF LIFE CARE | MATTRESS PUMP | NIMBUS 3 | NB319067 | ARJO HUNTLEIGH | PM | 1 | 45
8144 | IN SERVICE | SOL2221 | JUBILEE HOUSE | INPATIENT UNIT-END OF LIFE CARE | DEFIBRILLATOR-AED | AED PRO | AA17F043059 | ZOLL MEDICAL | ASSET ONLY | 1 | NOT TO BE PRICED
8146 | IN SERVICE | SOL6674 | JUBILEE HOUSE | INPATIENT UNIT-END OF LIFE CARE | FEEDING PUMP CHARGER | APPLIX HOLDER GB | 18450189 | FRESENIUS KABI | ASSET ONLY | 1 | NOT TO BE PRICED
8147 | IN SERVICE | SOL6679 | JUBILEE HOUSE | PALLIATIVE CARE-FIRST FLOOR | GLUCOMETER | OPTIUM XCEED | XCF020-3157 | ABBOTS MEDICAL | ASSET ONLY | 1 | NOT TO BE PRICED
8148 | IN SERVICE | SOL6680 | JUBILEE HOUSE | PALLIATIVE CARE-FIRST FLOOR | GLUCOMETER | OPTIUM XCEED | XCV216-3186 | ABBOTS MEDICAL | ASSET ONLY | 1 | NOT TO BE PRICED
8149 | IN SERVICE | SOL6682 | JUBILEE HOUSE | PALLIATIVE CARE-FIRST FLOOR | PULSE OXIMETER-FINGER | ANP100 | 09AG090964 | ANA WIZ LTD | PM | 1 | 15
8150 | IN SERVICE | SOL6683 | ST MARY'S COMMUNITY HEALTH CAMPUS | COMMUNITY NURSING TEAM | BLOOD PRESSURE MONITOR | PRESSOSTABIL | 1249772 | WELCH ALLYN | PM | 1 | 8
8151 | IN SERVICE | SOL6685 | JUBILEE HOUSE | PALLIATIVE CARE-FIRST FLOOR | BLOOD PRESSURE MONITOR | ANEROID | NOT FOUND | ACCOSON | PM | 1 | 8
8152 | IN SERVICE | SOL6686 | JUBILEE HOUSE | PALLIATIVE CARE-FIRST FLOOR | THERMOMETER | THERMOSCAN | 11109206007 | BRAUN | PM | 1 | 15
8153 | IN SERVICE | SOL6687 | JUBILEE HOUSE | PALLIATIVE CARE-FIRST FLOOR | THERMOMETER | THERMOSCAN | 11109225219 | BRAUN | PM | 1 | 15
8154 | IN SERVICE | SOL6688 | JUBILEE HOUSE | PALLIATIVE CARE-FIRST FLOOR | BLOOD PRESSURE MONITOR | ANEROID | 131200279 | ACCOSON | PM | 1 | 8
8156 | IN SERVICE | SOL6703 | FAREHAM HEALTH CENTRE | SEXUAL HEALTH | SCALES | 830/3572 | NOT FOUND | EKS | PM | 1 | 15
8157 | IN SERVICE | SOL6705 | ST MARY'S COMMUNITY HEALTH CAMPUS | SEXUAL HEALTH | BLOOD PRESSURE MONITOR | M6 AC | 2007100403LF | OMRON HEALTHCARE | PM | 1 | 8
8158 | IN SERVICE | SOL6709 | FAREHAM HEALTH CENTRE | SEXUAL HEALTH | BLOOD PRESSURE MONITOR | ANEROID | NOT FOUND | ACCOSON | PM | 1 | 8
8159 | IN SERVICE | SOL2229 | FAREHAM HEALTH CENTRE | SEXUAL HEALTH | DEFIBRILLATOR-AED | AED PRO | AA17I043460 | ZOLL MEDICAL | ASSET ONLY | 1 | NOT TO BE PRICED
8160 | IN SERVICE | SOL6710 | FAREHAM HEALTH CENTRE | SEXUAL HEALTH | MEDICAL FRIDGE | PE207C | 20500044444441700 | LEC MEDICAL | PM | 1 | NOT TO BE PRICED
8161 | IN SERVICE | SOL6711 | FAREHAM HEALTH CENTRE | SEXUAL HEALTH | MICROSCOPE | ECLIPSE E200 | 845104 | NIKON UK LTD | OEM-CONTRACT PM | 1 | 95
8162 | IN SERVICE | SOL6713 | ANDOVER HEALTH CENTRE | SEXUAL HEALTH | BLOOD PRESSURE MONITOR | M6 AC | 20110401181VG | OMRON HEALTHCARE | PM | 1 | 8
8163 | IN SERVICE | SOL6714 | ANDOVER HEALTH CENTRE | SEXUAL HEALTH | PLINTH | 9832/3/3HS | 557522 | ARJO HUNTLEIGH | PM | 1 | 35
8164 | IN SERVICE | SOL6715 | ANDOVER HEALTH CENTRE | SEXUAL HEALTH | SCALES | 760 | 2760348114409 | SECA LTD | PM | 1 | 15
8165 | IN SERVICE | SOL6716 | ANDOVER HEALTH CENTRE | SEXUAL HEALTH | SCALES | 761 | 2761285012924 | SECA LTD | PM | 1 | 15
8166 | IN SERVICE | SOL6717 | BROADCAST HOUSE | COMMUNITY NURSING TEAM | PULSE OXIMETER-FINGER | 9006368 | 154419901223 | HENRY SCHEIN | PM | 1 | 15
8167 | IN SERVICE | SOL6718 | BROADCAST HOUSE | COMMUNITY NURSING TEAM | THERMOMETER | THERMOSCAN 6020 | 19815K45299 | BRAUN | PM | 1 | 15
8168 | IN SERVICE | SOL6720 | BROADCAST HOUSE | COMMUNITY NURSING TEAM | SCALES | 875 | 5875302138790 | SECA LTD | PM | 1 | 15
8169 | IN SERVICE | SOL6721 | BROADCAST HOUSE | COMMUNITY NURSING TEAM | GLUCOMETER | NEXUS GLUCO RX | 4277116140000970 | TAIDOC TECHNOLOGY | ASSET ONLY | 1 | NOT TO BE PRICED
8170 | IN SERVICE | SOL6722 | BROADCAST HOUSE | COMMUNITY NURSING TEAM | THERMOMETER | THERMOSCAN 6020 | 23615K42608 | BRAUN | PM | 1 | 15
8171 | IN SERVICE | SOL6723 | BROADCAST HOUSE | COMMUNITY NURSING TEAM | PULSE OXIMETER-FINGER | 9006368 | 154419901357 | HENRY SCHEIN | PM | 1 | 15
8172 | IN SERVICE | SOL6724 | BROADCAST HOUSE | COMMUNITY NURSING TEAM | PULSE OXIMETER-FINGER | 9006368 | 154419901224 | HENRY SCHEIN | PM | 1 | 15
8173 | IN SERVICE | SOL6725 | BROADCAST HOUSE | COMMUNITY NURSING TEAM | THERMOMETER | THERMOSCAN 6020 | 23515K40851 | BRAUN | PM | 1 | 15
8174 | IN SERVICE | SOL6726 | BROADCAST HOUSE | COMMUNITY NURSING TEAM | GLUCOMETER | NEXUS GLUCO RX | 427711535019873F | TAIDOC TECHNOLOGY | ASSET ONLY | 1 | NOT TO BE PRICED
8175 | IN SERVICE | SOL6728 | QUEEN ALEXANDRA HOSPITAL | REHABILITATION CENTRE-PHYSIOTHERAPY | PULSE OXIMETER-FINGER | FINGERTIP | 10121040719 | MERLIN MEDICAL | PM | 1 | 15
8176 | IN SERVICE | SOL6729 | JUBILEE HOUSE | INPATIENT UNIT-END OF LIFE CARE | INFUSION PUMP-SYRINGE | T34 | S54470 | CME MCKINLEY | PM | 1 | 55
8177 | IN SERVICE | SOL6730 | BATTENBURG AVENUE CLINIC | CHILDREN COMMUNITY NURSING-CHILD NURSING | NEBULISER | PARI JUNIOR BOY S | 2W10G04463 | PARI MEDICAL LTD | PM | 1 | 15
8178 | IN SERVICE | SOL6733 | BATTENBURG AVENUE CLINIC | CHILDREN COMMUNITY NURSING-CHILD NURSING | ASPIRATOR | LSU | 78361755054 | LAERDAL MEDICAL | PM | 1 | 25
8179 | IN SERVICE | SOL6734 | BATTENBURG AVENUE CLINIC | CHILDREN COMMUNITY NURSING-CHILD NURSING | ASPIRATOR | LSU | 78341754495 | LAERDAL MEDICAL | PM | 1 | 25
8180 | IN SERVICE | SOL6735 | ADELAIDE HEALTH CENTRE | PHYSIOTHERAPY-GROUND FLOOR | STIMULATOR-MUSCLE | ODFS PACE | 3898P32 | ODSTOCK MEDICAL | PM | 1 | 25
8181 | IN SERVICE | SOL6736 | ADELAIDE HEALTH CENTRE | PHYSIOTHERAPY-GROUND FLOOR | STIMULATOR-MUSCLE | ODFS PACE | CTP1651209A | ODSTOCK MEDICAL | PM | 1 | 25
8182 | IN SERVICE | SOL6737 | ADELAIDE HEALTH CENTRE | PHYSIOTHERAPY-GROUND FLOOR | STIMULATOR-MUSCLE | ODFS PACE | 3898P33 | ODSTOCK MEDICAL | PM | 1 | 25
8183 | IN SERVICE | SOL6738 | ADELAIDE HEALTH CENTRE | CARDIAC SERVICES-FIRST FLOOR | SCALES | 877 | 5877024106830 | SECA LTD | PM | 1 | 15
8184 | IN SERVICE | SOL6740 | ADELAIDE HEALTH CENTRE | PODIATRY-PODIATRY CLINIC | DOPPLER | MD2 | MD2P10203287-04 | HUNTLEIGH HEALTHCARE | PM | 1 | 30
8185 | IN SERVICE | SOL6742 | JUBILEE HOUSE | INPATIENT UNIT-END OF LIFE CARE | BED SENSOR | 25023 | 267375 | STANLEY HEALTHCARE | PM | 1 | 10
8186 | IN SERVICE | SOL6743 | JUBILEE HOUSE | INPATIENT UNIT-END OF LIFE CARE | BED SENSOR | 25023 | 374277 | STANLEY HEALTHCARE | PM | 1 | 10
8187 | IN SERVICE | SOL6744 | JUBILEE HOUSE | INPATIENT UNIT-END OF LIFE CARE | BED SENSOR | 25023CE | 398523 | STANLEY HEALTHCARE | PM | 1 | 10
8188 | IN SERVICE | SOL6746 | JUBILEE HOUSE | INPATIENT UNIT-END OF LIFE CARE | BED SENSOR | 25023 | 267378 | STANLEY HEALTHCARE | PM | 1 | 10
8189 | IN SERVICE | SOL6748 | JUBILEE HOUSE | INPATIENT UNIT-END OF LIFE CARE | BED SENSOR | 25023 | 374276 | STANLEY HEALTHCARE | PM | 1 | 10
8190 | IN SERVICE | SOL6749 | JUBILEE HOUSE | INPATIENT UNIT-END OF LIFE CARE | BED SENSOR | 25023 | 374269 | STANLEY HEALTHCARE | PM | 1 | 10
8191 | IN SERVICE | SOL6750 | JUBILEE HOUSE | INPATIENT UNIT-END OF LIFE CARE | BED SENSOR | 25023 | 373320 | STANLEY HEALTHCARE | PM | 1 | 10
8192 | IN SERVICE | SOL6751 | JUBILEE HOUSE | INPATIENT UNIT-END OF LIFE CARE | BED SENSOR | 25023CE | 398519 | STANLEY HEALTHCARE | PM | 1 | 10
8193 | IN SERVICE | SOL6752 | JUBILEE HOUSE | INPATIENT UNIT-END OF LIFE CARE | BED SENSOR | 25023CE | 398524 | STANLEY HEALTHCARE | PM | 1 | 10
8194 | IN SERVICE | SOL6753 | JUBILEE HOUSE | INPATIENT UNIT-END OF LIFE CARE | BED SENSOR | 25023CE | 398520 | STANLEY HEALTHCARE | PM | 1 | 10
8195 | IN SERVICE | SOL6754 | JUBILEE HOUSE | INPATIENT UNIT-END OF LIFE CARE | BED SENSOR | 25023CE | 398522 | STANLEY HEALTHCARE | PM | 1 | 10
8196 | IN SERVICE | SOL6755 | JUBILEE HOUSE | INPATIENT UNIT-END OF LIFE CARE | BED SENSOR | 25023 | 267371 | STANLEY HEALTHCARE | PM | 1 | 10
8197 | IN SERVICE | SOL6756 | ADELAIDE HEALTH CENTRE | GP SURGERY | SCALES | 761 | 5761254172249 | SECA LTD | PM | 1 | 15
8198 | IN SERVICE | SOL2233 | ADELAIDE HEALTH CENTRE | GP SURGERY | DEFIBRILLATOR-AED | AED PRO | AA17F042999 | ZOLL MEDICAL | ASSET ONLY | 1 | NOT TO BE PRICED
8199 | IN SERVICE | SOL6757 | PORTSWOOD SOLENT SURGERY | GP SURGERY | BLOOD PRESSURE MONITOR | ANEROID | NOT FOUND | ACCOSON | PM | 1 | 8
8200 | IN SERVICE | SOL6758 | ADELAIDE HEALTH CENTRE | GP SURGERY | BLOOD PRESSURE MONITOR | MEDICUS PRESTIGE | 787172298 | BOSO | PM | 1 | 8
8201 | IN SERVICE | SOL6760 | ADELAIDE HEALTH CENTRE | GP SURGERY | BLOOD PRESSURE MONITOR | 5690420 | 20121101536LF | BOOTS COMPANY | PM | 1 | 8
8202 | IN SERVICE | SOL6761 | ADELAIDE HEALTH CENTRE | GP SURGERY | GLUCOMETER | JAZZ | CUBC31XF116264 | AGAMATRIX | ASSET ONLY | 1 | NOT TO BE PRICED
8203 | IN SERVICE | SOL6763 | ADELAIDE HEALTH CENTRE | GP SURGERY | CALIBRATION SYRINGE | 36-SM2125 | 95383265 | CAREFUSION | PM | 1 | 175
8204 | IN SERVICE | SOL6765 | ADELAIDE HEALTH CENTRE | GP SURGERY | BLOOD PRESSURE RECORDER | MOBIL-O-GRAPH | C13716 | NUMED MEDICAL | PM | 1 | 140
8205 | IN SERVICE | SOL6767 | ADELAIDE HEALTH CENTRE | GP SURGERY | BLOOD PRESSURE RECORDER | MOBIL-O-GRAPH | C17015 | NUMED MEDICAL | PM | 1 | 140
8206 | IN SERVICE | SOL6770 | ADELAIDE HEALTH CENTRE | GP SURGERY | PULSE OXIMETER-FINGER | MD300C2 | 102633500277 | BEIJING CHOICE ELECTRONICS | PM | 1 | 15
8207 | IN SERVICE | SOL6771 | ADELAIDE HEALTH CENTRE | GP SURGERY | PULSE OXIMETER-FINGER | MD300C2 | 150502200526 | BEIJING CHOICE ELECTRONICS | PM | 1 | 15
8208 | IN SERVICE | SOL6772 | ADELAIDE HEALTH CENTRE | GP SURGERY | THERMOMETER | ET-100A | NOT FOUND | TIMESCO | PM | 1 | 15
8210 | IN SERVICE | SOL6774 | ADELAIDE HEALTH CENTRE | GP SURGERY | BLOOD PRESSURE MONITOR | BOSO MEDICUS PRESTIGE | 787172259 | BOSCH | PM | 1 | 8
8211 | IN SERVICE | SOL6775 | ADELAIDE HEALTH CENTRE | GP SURGERY | THERMOMETER | THERMOSCAN | 11115984825 | BRAUN | PM | 1 | 15
8212 | IN SERVICE | SOL6779 | ST MARY'S COMMUNITY HEALTH CAMPUS | PORTSMOUTH REHAB AND REABLEMENT TEAM - PRRT | BLOOD PRESSURE MONITOR | TOPAZ | NOT FOUND | TIMESCO | PM | 1 | 8
8213 | IN SERVICE | SOL6780 | ST MARY'S COMMUNITY HEALTH CAMPUS | PORTSMOUTH REHAB AND REABLEMENT TEAM - PRRT | THERMOMETER | THERMOSCAN | 11107616539 | BRAUN | PM | 1 | 15
8214 | IN SERVICE | SOL6783 | ST MARY'S COMMUNITY HEALTH CAMPUS | PORTSMOUTH REHAB AND REABLEMENT TEAM - PRRT | BLOOD PRESSURE MONITOR | TOPAZ | NOT FOUND | TIMESCO | PM | 1 | 8
8215 | IN SERVICE | SOL6786 | ST MARY'S COMMUNITY HEALTH CAMPUS | PORTSMOUTH REHAB AND REABLEMENT TEAM - PRRT | PULSE OXIMETER-FINGER | MD300C2 | 171103900509 | BEIJING CHOICE ELECTRONICS | PM | 1 | 15
8216 | IN SERVICE | SOL6791 | ST MARY'S COMMUNITY HEALTH CAMPUS | PORTSMOUTH REHAB AND REABLEMENT TEAM - PRRT | THERMOMETER | ET-100A | NOT FOUND | TIMESCO | PM | 1 | 15
8217 | IN SERVICE | SOL6792 | ST MARY'S COMMUNITY HEALTH CAMPUS | PORTSMOUTH REHAB AND REABLEMENT TEAM - PRRT | GLUCOMETER | OPTIUM XCEED | XCMR189-P0E38 | ABBOTS MEDICAL | ASSET ONLY | 1 | NOT TO BE PRICED
8218 | IN SERVICE | SOL6793 | ST MARY'S COMMUNITY HEALTH CAMPUS | PORTSMOUTH REHAB AND REABLEMENT TEAM - PRRT | PULSE OXIMETER-FINGER | W4350 | 124726100172 | MERLIN MEDICAL | PM | 1 | 15
8219 | IN SERVICE | SOL6794 | ST MARY'S COMMUNITY HEALTH CAMPUS | PORTSMOUTH REHAB AND REABLEMENT TEAM - PRRT | BLOOD PRESSURE MONITOR | ANEROID | 110410014 | ACCOSON | PM | 1 | 8
8220 | IN SERVICE | SOL6795 | ST MARY'S COMMUNITY HEALTH CAMPUS | PORTSMOUTH REHAB AND REABLEMENT TEAM - PRRT | THERMOMETER | THERMOSCAN | 09413K00277 | BRAUN | PM | 1 | 15
8221 | IN SERVICE | SOL6804 | ST MARY'S COMMUNITY HEALTH CAMPUS | PORTSMOUTH REHAB AND REABLEMENT TEAM - PRRT | BLOOD PRESSURE MONITOR | TOPAZ | NOT FOUND | TIMESCO | PM | 1 | 8
8222 | IN SERVICE | SOL6805 | ST MARY'S COMMUNITY HEALTH CAMPUS | PORTSMOUTH REHAB AND REABLEMENT TEAM - PRRT | BLOOD PRESSURE MONITOR | ANEROID | 150710115 | ACCOSON | PM | 1 | 8
8223 | IN SERVICE | SOL6806 | ST MARY'S COMMUNITY HEALTH CAMPUS | PORTSMOUTH REHAB AND REABLEMENT TEAM - PRRT | PULSE OXIMETER-FINGER | W4350 | 160903900067 | MERLIN MEDICAL | PM | 1 | 15
8224 | IN SERVICE | SOL6807 | ST MARY'S COMMUNITY HEALTH CAMPUS | PORTSMOUTH REHAB AND REABLEMENT TEAM - PRRT | GLUCOMETER | FREESTYLE OPTIUM NEO | LAMU326S04009 | ABBOTS MEDICAL | ASSET ONLY | 1 | NOT TO BE PRICED
8225 | IN SERVICE | SOL6810 | ST MARY'S COMMUNITY HEALTH CAMPUS | PORTSMOUTH REHAB AND REABLEMENT TEAM - PRRT | THERMOMETER | THERMOSCAN | 11116349642 | BRAUN | PM | 1 | 15
8226 | IN SERVICE | SOL6814 | ST MARY'S COMMUNITY HEALTH CAMPUS | PORTSMOUTH REHAB AND REABLEMENT TEAM - PRRT | PULSE OXIMETER-FINGER | W4350 | NOT FOUND | MERLIN MEDICAL | PM | 1 | 15
8227 | IN SERVICE | SOL6815 | ST MARY'S COMMUNITY HEALTH CAMPUS | PORTSMOUTH REHAB AND REABLEMENT TEAM - PRRT | BLOOD PRESSURE MONITOR | TOPAZ | NOT FOUND | TIMESCO | PM | 1 | 8
8228 | IN SERVICE | SOL6816 | ST MARY'S COMMUNITY HEALTH CAMPUS | PORTSMOUTH REHAB AND REABLEMENT TEAM - PRRT | BLOOD PRESSURE MONITOR | TOPAZ | NOT FOUND | TIMESCO | PM | 1 | 8
8229 | IN SERVICE | SOL6817 | ST MARY'S COMMUNITY HEALTH CAMPUS | PORTSMOUTH REHAB AND REABLEMENT TEAM - PRRT | THERMOMETER | ET-100A | NOT FOUND | TIMESCO | PM | 1 | 15
8230 | IN SERVICE | SOL6818 | ST MARY'S COMMUNITY HEALTH CAMPUS | PORTSMOUTH REHAB AND REABLEMENT TEAM - PRRT | PULSE OXIMETER-FINGER | MD300C13 | 173903800004 | BEIJING CHOICE ELECTRONICS | PM | 1 | 15
8231 | IN SERVICE | SOL6820 | ST MARY'S COMMUNITY HEALTH CAMPUS | PORTSMOUTH REHAB AND REABLEMENT TEAM - PRRT | GLUCOMETER | FREESTYLE OPTIUM NEO | LAMW196S02361 | ABBOTS MEDICAL | ASSET ONLY | 1 | NOT TO BE PRICED
8232 | IN SERVICE | SOL6822 | ST MARY'S COMMUNITY HEALTH CAMPUS | PORTSMOUTH REHAB AND REABLEMENT TEAM - PRRT | THERMOMETER | THERMOSCAN | 11106999641 | BRAUN | PM | 1 | 15
8233 | IN SERVICE | SOL6824 | ST MARY'S COMMUNITY HEALTH CAMPUS | PORTSMOUTH REHAB AND REABLEMENT TEAM - PRRT | PULSE OXIMETER-FINGER | MD300C13 | 17390380020 | BEIJING CHOICE ELECTRONICS | PM | 1 | 15
8234 | IN SERVICE | SOL6825 | ST MARY'S COMMUNITY HEALTH CAMPUS | PORTSMOUTH REHAB AND REABLEMENT TEAM - PRRT | BLOOD PRESSURE MONITOR | TOPAZ | NOT FOUND | TIMESCO | PM | 1 | 8
8235 | IN SERVICE | SOL6827 | ST MARY'S COMMUNITY HEALTH CAMPUS | PORTSMOUTH REHAB AND REABLEMENT TEAM - PRRT | THERMOMETER | ET-100A | NOT FOUND | TIMESCO | PM | 1 | 15
8236 | IN SERVICE | SOL6828 | ST MARY'S COMMUNITY HEALTH CAMPUS | PORTSMOUTH REHAB AND REABLEMENT TEAM - PRRT | PULSE OXIMETER-FINGER | MD300C19 | 150201900967 | BEIJING CHOICE ELECTRONICS | PM | 1 | 15
8237 | IN SERVICE | SOL6830 | ST MARY'S COMMUNITY HEALTH CAMPUS | PORTSMOUTH REHAB AND REABLEMENT TEAM - PRRT | BLOOD PRESSURE MONITOR | TOPAZ | NOT FOUND | TIMESCO | PM | 1 | 8
8238 | IN SERVICE | SOL6833 | ST MARY'S COMMUNITY HEALTH CAMPUS | PORTSMOUTH REHAB AND REABLEMENT TEAM - PRRT | THERMOMETER | THERMOSCAN | 11119174923 | BRAUN | PM | 1 | 15
8239 | IN SERVICE | SOL6834 | ST MARY'S COMMUNITY HEALTH CAMPUS | PORTSMOUTH REHAB AND REABLEMENT TEAM - PRRT | BLOOD PRESSURE MONITOR | PRESSOSTABIL | 1249854 | WELCH ALLYN | PM | 1 | 8
8240 | IN SERVICE | SOL6835 | ST MARY'S COMMUNITY HEALTH CAMPUS | PORTSMOUTH REHAB AND REABLEMENT TEAM - PRRT | BLOOD PRESSURE MONITOR | TOPAZ | NOT FOUND | TIMESCO | PM | 1 | 8
8241 | IN SERVICE | SOL6840 | ST MARY'S COMMUNITY HEALTH CAMPUS | PORTSMOUTH REHAB AND REABLEMENT TEAM - PRRT | BLOOD PRESSURE MONITOR | TOPAZ | NOT FOUND | TIMESCO | PM | 1 | 8
8242 | IN SERVICE | SOL6842 | ST MARY'S COMMUNITY HEALTH CAMPUS | PORTSMOUTH REHAB AND REABLEMENT TEAM - PRRT | PULSE OXIMETER-FINGER | MD300C13 | 171103800708 | BEIJING CHOICE ELECTRONICS | PM | 1 | 15
8243 | IN SERVICE | SOL6843 | ST MARY'S COMMUNITY HEALTH CAMPUS | PORTSMOUTH REHAB AND REABLEMENT TEAM - PRRT | THERMOMETER | ET-100A | NOT FOUND | TIMESCO | PM | 1 | 15
8244 | IN SERVICE | SOL6844 | ST MARY'S COMMUNITY HEALTH CAMPUS | PORTSMOUTH REHAB AND REABLEMENT TEAM - PRRT | GLUCOMETER | FREESTYLE OPTIUM NEO | LAMU295S02537 | ABBOTS MEDICAL | ASSET ONLY | 1 | NOT TO BE PRICED
8245 | IN SERVICE | SOL6846 | ST MARY'S COMMUNITY HEALTH CAMPUS | PORTSMOUTH REHAB AND REABLEMENT TEAM - PRRT | BLOOD PRESSURE MONITOR | TOPAZ | NOT FOUND | TIMESCO | PM | 1 | 8
8246 | IN SERVICE | SOL6847 | ST MARY'S COMMUNITY HEALTH CAMPUS | PORTSMOUTH REHAB AND REABLEMENT TEAM - PRRT | PULSE OXIMETER-FINGER | W4350 | NOT FOUND | MERLIN MEDICAL | PM | 1 | 15
8247 | IN SERVICE | SOL6850 | ST MARY'S COMMUNITY HEALTH CAMPUS | PORTSMOUTH REHAB AND REABLEMENT TEAM - PRRT | THERMOMETER | FS-700 | AC238202 | HUBDIC | PM | 1 | 15
8248 | IN SERVICE | SOL6851 | ST MARY'S COMMUNITY HEALTH CAMPUS | PORTSMOUTH REHAB AND REABLEMENT TEAM - PRRT | THERMOMETER | ET-100A | NOT FOUND | TIMESCO | PM | 1 | 15
8250 | IN SERVICE | SOL6855 | ST MARY'S COMMUNITY HEALTH CAMPUS | PORTSMOUTH REHAB AND REABLEMENT TEAM - PRRT | DIAGNOSTIC SET | PICCOLIGHT C | NOT FOUND | KAWE LTD | PM | 1 | 5
8251 | IN SERVICE | SOL6856 | ST MARY'S COMMUNITY HEALTH CAMPUS | PORTSMOUTH REHAB AND REABLEMENT TEAM - PRRT | DIAGNOSTIC SET | 13010 | NOT FOUND | WELCH ALLYN | PM | 1 | 5
8252 | IN SERVICE | SOL6857 | ST MARY'S COMMUNITY HEALTH CAMPUS | PORTSMOUTH REHAB AND REABLEMENT TEAM - PRRT | THERMOMETER | GENTLE TEMP 510 | 20150601121UF | OMRON HEALTHCARE | PM | 1 | 15
8253 | IN SERVICE | SOL6858 | ST MARY'S COMMUNITY HEALTH CAMPUS | PORTSMOUTH REHAB AND REABLEMENT TEAM - PRRT | PULSE OXIMETER-FINGER | MD300C13 | 173903800003 | BEIJING CHOICE ELECTRONICS | PM | 1 | 15
8254 | IN SERVICE | SOL6859 | ST MARY'S COMMUNITY HEALTH CAMPUS | PORTSMOUTH REHAB AND REABLEMENT TEAM - PRRT | PULSE OXIMETER-FINGER | MD300C13 | 173903800018 | BEIJING CHOICE ELECTRONICS | PM | 1 | 15
8255 | IN SERVICE | SOL6860 | ST MARY'S COMMUNITY HEALTH CAMPUS | PORTSMOUTH REHAB AND REABLEMENT TEAM - PRRT | PULSE OXIMETER-FINGER | MD300C13 | 173903800012 | BEIJING CHOICE ELECTRONICS | PM | 1 | 15
8256 | IN SERVICE | SOL6861 | ST MARY'S COMMUNITY HEALTH CAMPUS | PORTSMOUTH REHAB AND REABLEMENT TEAM - PRRT | PULSE OXIMETER-FINGER | MD300C13 | 173903800015 | BEIJING CHOICE ELECTRONICS | PM | 1 | 15
8257 | IN SERVICE | SOL6862 | ST MARY'S COMMUNITY HEALTH CAMPUS | PORTSMOUTH REHAB AND REABLEMENT TEAM - PRRT | PULSE OXIMETER-FINGER | MD300C13 | 173903800010 | BEIJING CHOICE ELECTRONICS | PM | 1 | 15
8258 | IN SERVICE | SOL6863 | ST MARY'S COMMUNITY HEALTH CAMPUS | PORTSMOUTH REHAB AND REABLEMENT TEAM - PRRT | PULSE OXIMETER-FINGER | MD300C13 | 171103800558 | BEIJING CHOICE ELECTRONICS | PM | 1 | 15
8259 | IN SERVICE | SOL6864 | ST MARY'S COMMUNITY HEALTH CAMPUS | PORTSMOUTH REHAB AND REABLEMENT TEAM - PRRT | BLOOD PRESSURE MONITOR | PRESSOSTABIL | 1249792 | WELCH ALLYN | PM | 1 | 8
8260 | IN SERVICE | SOL6866 | ST MARY'S COMMUNITY HEALTH CAMPUS | PORTSMOUTH REHAB AND REABLEMENT TEAM - PRRT | THERMOMETER | ET-100A | NOT FOUND | TIMESCO | PM | 1 | 15
8261 | IN SERVICE | SOL6867 | ST MARY'S COMMUNITY HEALTH CAMPUS | PORTSMOUTH REHAB AND REABLEMENT TEAM - PRRT | BLOOD PRESSURE MONITOR | ANEROID | NOT FOUND | TIMESCO | PM | 1 | 8
8262 | IN SERVICE | SOL6868 | ST MARY'S COMMUNITY HEALTH CAMPUS | PORTSMOUTH REHAB AND REABLEMENT TEAM - PRRT | BLOOD PRESSURE MONITOR | ANEROID | NOT FOUND | TIMESCO | PM | 1 | 8
8263 | IN SERVICE | SOL6869 | ST MARY'S COMMUNITY HEALTH CAMPUS | PORTSMOUTH REHAB AND REABLEMENT TEAM - PRRT | BLOOD PRESSURE MONITOR | ANEROID | NOT FOUND | TIMESCO | PM | 1 | 8
8264 | IN SERVICE | SOL6870 | ST MARY'S COMMUNITY HEALTH CAMPUS | PORTSMOUTH REHAB AND REABLEMENT TEAM - PRRT | BLOOD PRESSURE MONITOR | ANEROID | NOT FOUND | TIMESCO | PM | 1 | 8
8265 | IN SERVICE | SOL6871 | ST MARY'S COMMUNITY HEALTH CAMPUS | PORTSMOUTH REHAB AND REABLEMENT TEAM - PRRT | BLOOD PRESSURE MONITOR | ANEROID | NOT FOUND | TIMESCO | PM | 1 | 8
8266 | IN SERVICE | SOL6872 | ST MARY'S COMMUNITY HEALTH CAMPUS | PORTSMOUTH REHAB AND REABLEMENT TEAM - PRRT | BLOOD PRESSURE MONITOR | ANEROID | NOT FOUND | TIMESCO | PM | 1 | 8
8267 | IN SERVICE | SOL6874 | ST MARY'S COMMUNITY HEALTH CAMPUS | PORTSMOUTH REHAB AND REABLEMENT TEAM - PRRT | PULSE OXIMETER-FINGER | CMS50DL | NOT FOUND | CONTEC MEDICAL | PM | 1 | 15
8268 | IN SERVICE | SOL6875 | ST MARY'S COMMUNITY HEALTH CAMPUS | PORTSMOUTH REHAB AND REABLEMENT TEAM - PRRT | THERMOMETER | ET-100A | NOT FOUND | TIMESCO | PM | 1 | 15
8269 | IN SERVICE | SOL6876 | ST MARY'S COMMUNITY HEALTH CAMPUS | PORTSMOUTH REHAB AND REABLEMENT TEAM - PRRT | THERMOMETER | ET-100A | NOT FOUND | TIMESCO | PM | 1 | 15
8270 | IN SERVICE | SOL6877 | ST MARY'S COMMUNITY HEALTH CAMPUS | PORTSMOUTH REHAB AND REABLEMENT TEAM - PRRT | THERMOMETER | ET-100A | NOT FOUND | TIMESCO | PM | 1 | 15
8271 | IN SERVICE | SOL6878 | ST MARY'S COMMUNITY HEALTH CAMPUS | PORTSMOUTH REHAB AND REABLEMENT TEAM - PRRT | THERMOMETER | ET-100A | NOT FOUND | TIMESCO | PM | 1 | 15
8272 | IN SERVICE | SOL6879 | ST MARY'S COMMUNITY HEALTH CAMPUS | PORTSMOUTH REHAB AND REABLEMENT TEAM - PRRT | THERMOMETER | ET-100A | NOT FOUND | TIMESCO | PM | 1 | 15
8273 | IN SERVICE | SOL6880 | ST MARY'S COMMUNITY HEALTH CAMPUS | PORTSMOUTH REHAB AND REABLEMENT TEAM - PRRT | THERMOMETER | ET-100A | NOT FOUND | TIMESCO | PM | 1 | 15
8274 | IN SERVICE | SOL6881 | ST MARY'S COMMUNITY HEALTH CAMPUS | PORTSMOUTH REHAB AND REABLEMENT TEAM - PRRT | THERMOMETER | ET-100A | NOT FOUND | TIMESCO | PM | 1 | 15
8275 | IN SERVICE | SOL6882 | ST MARY'S COMMUNITY HEALTH CAMPUS | PORTSMOUTH REHAB AND REABLEMENT TEAM - PRRT | THERMOMETER | ET-100A | NOT FOUND | TIMESCO | PM | 1 | 15
8276 | IN SERVICE | SOL6883 | ST MARY'S COMMUNITY HEALTH CAMPUS | PORTSMOUTH REHAB AND REABLEMENT TEAM - PRRT | THERMOMETER | ET-100A | NOT FOUND | TIMESCO | PM | 1 | 15
8277 | IN SERVICE | SOL6884 | ST MARY'S COMMUNITY HEALTH CAMPUS | PORTSMOUTH REHAB AND REABLEMENT TEAM - PRRT | THERMOMETER | ET-100A | NOT FOUND | TIMESCO | PM | 1 | 15
8278 | IN SERVICE | SOL6885 | ST MARY'S COMMUNITY HEALTH CAMPUS | PORTSMOUTH REHAB AND REABLEMENT TEAM - PRRT | THERMOMETER | ET-100A | NOT FOUND | TIMESCO | PM | 1 | 15
8279 | IN SERVICE | SOL6886 | ST MARY'S COMMUNITY HEALTH CAMPUS | PORTSMOUTH REHAB AND REABLEMENT TEAM - PRRT | THERMOMETER | ET-100A | NOT FOUND | TIMESCO | PM | 1 | 15
8280 | IN SERVICE | SOL6887 | ST MARY'S COMMUNITY HEALTH CAMPUS | PORTSMOUTH REHAB AND REABLEMENT TEAM - PRRT | THERMOMETER | ET-100A | NOT FOUND | TIMESCO | PM | 1 | 15
8281 | IN SERVICE | SOL6888 | ST MARY'S COMMUNITY HEALTH CAMPUS | PORTSMOUTH REHAB AND REABLEMENT TEAM - PRRT | THERMOMETER | ET-100A | NOT FOUND | TIMESCO | PM | 1 | 15
8282 | IN SERVICE | SOL6889 | ST MARY'S COMMUNITY HEALTH CAMPUS | PORTSMOUTH REHAB AND REABLEMENT TEAM - PRRT | THERMOMETER | ET-100A | NOT FOUND | TIMESCO | PM | 1 | 15
8283 | IN SERVICE | SOL6890 | ST MARY'S COMMUNITY HEALTH CAMPUS | PORTSMOUTH REHAB AND REABLEMENT TEAM - PRRT | THERMOMETER | ET-100A | NOT FOUND | TIMESCO | PM | 1 | 15
8284 | IN SERVICE | SOL6891 | ST MARY'S COMMUNITY HEALTH CAMPUS | PORTSMOUTH REHAB AND REABLEMENT TEAM - PRRT | THERMOMETER | ET-100A | NOT FOUND | TIMESCO | PM | 1 | 15
8285 | IN SERVICE | SOL6892 | ST MARY'S COMMUNITY HEALTH CAMPUS | PORTSMOUTH REHAB AND REABLEMENT TEAM - PRRT | THERMOMETER | ET-100A | NOT FOUND | TIMESCO | PM | 1 | 15
8286 | IN SERVICE | SOL6893 | ST MARY'S COMMUNITY HEALTH CAMPUS | PORTSMOUTH REHAB AND REABLEMENT TEAM - PRRT | THERMOMETER | ET-100A | NOT FOUND | TIMESCO | PM | 1 | 15
8287 | IN SERVICE | SOL6894 | ST MARY'S COMMUNITY HEALTH CAMPUS | PORTSMOUTH REHAB AND REABLEMENT TEAM - PRRT | THERMOMETER | ET-100A | NOT FOUND | TIMESCO | PM | 1 | 15
8288 | IN SERVICE | SOL6895 | ST MARY'S COMMUNITY HEALTH CAMPUS | PORTSMOUTH REHAB AND REABLEMENT TEAM - PRRT | THERMOMETER | ET-100A | NOT FOUND | TIMESCO | PM | 1 | 15
8289 | IN SERVICE | SOL6896 | ST MARY'S COMMUNITY HEALTH CAMPUS | PORTSMOUTH REHAB AND REABLEMENT TEAM - PRRT | THERMOMETER | ET-100A | NOT FOUND | TIMESCO | PM | 1 | 15
8290 | IN SERVICE | SOL6897 | ST MARY'S COMMUNITY HEALTH CAMPUS | PORTSMOUTH REHAB AND REABLEMENT TEAM - PRRT | NEBULISER | PORTA-NEB | 2003PN221697 | PHILIPS HEALTHCARE | PM | 1 | 15
8291 | IN SERVICE | SOL6906 | ST MARY'S COMMUNITY HEALTH CAMPUS | PORTSMOUTH REHAB AND REABLEMENT TEAM - PRRT | BLOOD PRESSURE MONITOR | TOPAZ | NOT FOUND | TIMESCO | PM | 1 | 8
8292 | IN SERVICE | SOL6907 | ST MARY'S COMMUNITY HEALTH CAMPUS | PORTSMOUTH REHAB AND REABLEMENT TEAM - PRRT | BLOOD PRESSURE MONITOR | ANEROID | 141010100 | ACCOSON | PM | 1 | 8
8293 | IN SERVICE | SOL6908 | ST MARY'S COMMUNITY HEALTH CAMPUS | PORTSMOUTH REHAB AND REABLEMENT TEAM - PRRT | THERMOMETER | THERMOSCAN | 18315K40751 | BRAUN | PM | 1 | 15
8294 | IN SERVICE | SOL6910 | ST MARY'S COMMUNITY HEALTH CAMPUS | PORTSMOUTH REHAB AND REABLEMENT TEAM - PRRT | PULSE OXIMETER-FINGER | MD300C15D | 162304300790 | BEIJING CHOICE ELECTRONICS | PM | 1 | 15
8295 | IN SERVICE | SOL6911 | ST MARY'S COMMUNITY HEALTH CAMPUS | PORTSMOUTH REHAB AND REABLEMENT TEAM - PRRT | PULSE OXIMETER-FINGER | MPULSE LITE | 161403800639 | MERLIN MEDICAL | PM | 1 | 15
8296 | IN SERVICE | SOL6914 | ST MARY'S COMMUNITY HEALTH CAMPUS | PORTSMOUTH REHAB AND REABLEMENT TEAM - PRRT | THERMOMETER | GENTLE TEMP 510 | 201510001154UF | OMRON HEALTHCARE | PM | 1 | 15
8297 | IN SERVICE | SOL6919 | ST MARY'S COMMUNITY HEALTH CAMPUS | THE TURNER CENTRE-HEART FAILURE TEAM | PULSE OXIMETER-FINGER | PULSEOX 300 | B30032313 | KONICA MINOLTA | PM | 1 | 15
8299 | IN SERVICE | SOL6924 | ST JAMES HOSPITAL | CHILD AND ADOLESCENT MHS-FALCON HOUSE | STADIOMETER | LEICESTER HEIGHT MEASURE | NOT FOUND | INVICTA PLASTICS LTD | INSPECTION ONLY | 1 | 15
8300 | IN SERVICE | SOL2202 | ST JAMES HOSPITAL | CHILD AND ADOLESCENT MHS-FALCON HOUSE | DEFIBRILLATOR-AED | AED PRO | AA17I043458 | ZOLL MEDICAL | ASSET ONLY | 1 | NOT TO BE PRICED
8301 | IN SERVICE | SOL6926 | ST JAMES HOSPITAL | THE LIMES-BROOKER UNIT | THERMOMETER | THERMOSCAN PRO 4000 | 18313K04081 | BRAUN | PM | 1 | 15
8302 | IN SERVICE | SOL6927 | ST JAMES HOSPITAL | THE LIMES-BROOKER UNIT | GLUCOMETER | FREESTYLE OPTIUM H | XCMT284-P1AEA | ABBOTS MEDICAL | ASSET ONLY | 1 | NOT TO BE PRICED
8303 | IN SERVICE | SOL6931 | ST MARY'S COMMUNITY HEALTH CAMPUS | OLDER PEOPLE MENTAL HEALTH-THE LANGSTONE CENTRE | BLOOD PRESSURE MONITOR | DB32 | YX381244 | TRULY INSTRUMENTS | PM | 1 | 8
8304 | IN SERVICE | SOL6932 | ST MARY'S COMMUNITY HEALTH CAMPUS | OLDER PEOPLE MENTAL HEALTH-THE LANGSTONE CENTRE | BLOOD PRESSURE MONITOR | DB32 | YX380754 | TRULY INSTRUMENTS | PM | 1 | 8
8305 | IN SERVICE | SOL6933 | ST MARY'S COMMUNITY HEALTH CAMPUS | OLDER PEOPLE MENTAL HEALTH-THE LANGSTONE CENTRE | SPHYGMOMANOMETER | SHOCK RESISTANT | 120604071312 | WELCH ALLYN | PM | 1 | 8
8306 | IN SERVICE | SOL6934 | ST MARY'S COMMUNITY HEALTH CAMPUS | OLDER PEOPLE MENTAL HEALTH-THE LANGSTONE CENTRE | BLOOD PRESSURE MONITOR | DB32 | YX380700 | TRULY INSTRUMENTS | PM | 1 | 8
8307 | IN SERVICE | SOL6936 | ST MARY'S COMMUNITY HEALTH CAMPUS | OLDER PEOPLE MENTAL HEALTH-THE LANGSTONE CENTRE | PULSE OXIMETER-FINGER | MD300C13 | 173903800486 | BEIJING CHOICE ELECTRONICS | PM | 1 | 15
8308 | IN SERVICE | SOL6937 | ST MARY'S COMMUNITY HEALTH CAMPUS | OLDER PEOPLE MENTAL HEALTH-THE LANGSTONE CENTRE | PULSE OXIMETER-FINGER | MD300C13 | 173903800484 | BEIJING CHOICE ELECTRONICS | PM | 1 | 15
8309 | IN SERVICE | SOL6939 | ST MARY'S COMMUNITY HEALTH CAMPUS | OLDER PEOPLE MENTAL HEALTH-THE LANGSTONE CENTRE | THERMOMETER | BK8005 | NOT FOUND | BOKANG | PM | 1 | 15
8310 | IN SERVICE | SOL6940 | ST MARY'S COMMUNITY HEALTH CAMPUS | OLDER PEOPLE MENTAL HEALTH-THE LANGSTONE CENTRE | THERMOMETER | BK8005 | NOT FOUND | BOKANG | PM | 1 | 15
8311 | IN SERVICE | SOL6944 | ST MARY'S COMMUNITY HEALTH CAMPUS | OLDER PEOPLE MENTAL HEALTH-THE LANGSTONE CENTRE | BLOOD PRESSURE MONITOR | BLOOD PRESSURE MONITOR | 61002215201106 | LLOYDS PHARMACY | PM | 1 | 8
8312 | IN SERVICE | SOL6946 | ST MARY'S COMMUNITY HEALTH CAMPUS | OLDER PEOPLE MENTAL HEALTH-THE LANGSTONE CENTRE | PULSE OXIMETER-FINGER | MD300C13 | 171103800345 | BEIJING CHOICE ELECTRONICS | PM | 1 | 15
8313 | IN SERVICE | SOL6947 | ST MARY'S COMMUNITY HEALTH CAMPUS | OLDER PEOPLE MENTAL HEALTH-THE LANGSTONE CENTRE | THERMOMETER | BK8005 | NOT FOUND | BOKANG | PM | 1 | 15
8314 | IN SERVICE | SOL6948 | ST MARY'S COMMUNITY HEALTH CAMPUS | OLDER PEOPLE MENTAL HEALTH-THE LANGSTONE CENTRE | PULSE OXIMETER-FINGER | MD300C13 | 171103800346 | BEIJING CHOICE ELECTRONICS | PM | 1 | 15
8315 | IN SERVICE | SOL6949 | ST MARY'S COMMUNITY HEALTH CAMPUS | OLDER PEOPLE MENTAL HEALTH-THE LANGSTONE CENTRE | THERMOMETER | BK8005 | NOT FOUND | BOKANG | PM | 1 | 15
8316 | IN SERVICE | SOL6950 | ST MARY'S COMMUNITY HEALTH CAMPUS | OLDER PEOPLE MENTAL HEALTH-THE LANGSTONE CENTRE | PULSE OXIMETER-FINGER | MD300C13 | 171103800343 | BEIJING CHOICE ELECTRONICS | PM | 1 | 15
8317 | IN SERVICE | SOL6951 | ST MARY'S COMMUNITY HEALTH CAMPUS | OLDER PEOPLE MENTAL HEALTH-THE LANGSTONE CENTRE | THERMOMETER | BK8005 | NOT FOUND | BOKANG | PM | 1 | 15
8318 | IN SERVICE | SOL6953 | ST MARY'S COMMUNITY HEALTH CAMPUS | OLDER PEOPLE MENTAL HEALTH-THE LANGSTONE CENTRE | BLOOD PRESSURE MONITOR | M3 | 20081129615VF | OMRON HEALTHCARE | PM | 1 | 8
8319 | IN SERVICE | SOL6954 | ST MARY'S COMMUNITY HEALTH CAMPUS | OLDER PEOPLE MENTAL HEALTH-THE LANGSTONE CENTRE | BLOOD PRESSURE MONITOR | DB32 | YX381267 | TRULY INSTRUMENTS | PM | 1 | 8
8320 | IN SERVICE | SOL2173 | ST MARY'S COMMUNITY HEALTH CAMPUS | OLDER PEOPLE MENTAL HEALTH-THE LANGSTONE CENTRE | DEFIBRILLATOR-AED | AED PRO | AA17F042998 | ZOLL MEDICAL | ASSET ONLY | 1 | NOT TO BE PRICED
8321 | IN SERVICE | SOL2170 | ST JAMES HOSPITAL | THE LIMES-BROOKER UNIT | DEFIBRILLATOR-AED | AED PRO | AA17I043482 | ZOLL MEDICAL | ASSET ONLY | 1 | NOT TO BE PRICED
8322 | IN SERVICE | SOL6958 | ST JAMES HOSPITAL | THE LIMES-BROOKER UNIT | PULSE OXIMETER-FINGER | V60 | ED1306100114 | DARAY | PM | 1 | 15
8323 | IN SERVICE | SOL6960 | ST JAMES HOSPITAL | THE LIMES-OAKDENE WARD | GLUCOMETER | FREESTYLE OPTIUM H | XCMU072-P05CD | ABBOTS MEDICAL | ASSET ONLY | 1 | NOT TO BE PRICED
8324 | IN SERVICE | SOL2178 | ST JAMES HOSPITAL | THE LIMES-OAKDENE WARD | DEFIBRILLATOR-AED | AED PRO | AA17I043487 | ZOLL MEDICAL | ASSET ONLY | 1 | NOT TO BE PRICED
8325 | IN SERVICE | SOL6961 | QUEEN ALEXANDRA HOSPITAL | DENTAL-POSWILLO DENTAL CENTRE | TROLLEY-PATIENT | 1089 EYE SURGERY STRETCHER | 1703030544 | STRYKER | OEM-AIH | 1 | 90
8326 | IN SERVICE | SOL6962 | QUEEN ALEXANDRA HOSPITAL | DENTAL-POSWILLO DENTAL CENTRE | TROLLEY-PATIENT | 1089 EYE SURGERY STRETCHER | 1606038011 | STRYKER | OEM-AIH | 1 | 90
8327 | IN SERVICE | SOL6963 | ST JAMES HOSPITAL | ADULT MENTAL HEALTH-MAPLE WARD | GLUCOMETER | FREESTYLE OPTIUM H | XCMS167-P1C8C | ABBOTS MEDICAL | ASSET ONLY | 1 | NOT TO BE PRICED
8328 | IN SERVICE | SOL6964 | ST JAMES HOSPITAL | ADULT MENTAL HEALTH-MAPLE WARD | GLUCOMETER | OPTIUM XCEED | NOT FOUND | ABBOTS MEDICAL | ASSET ONLY | 1 | NOT TO BE PRICED
8329 | IN SERVICE | SOL2171 | ST JAMES HOSPITAL | ADULT MENTAL HEALTH-MAPLE WARD | DEFIBRILLATOR-AED | AED PRO | AA17H043424 | ZOLL MEDICAL | ASSET ONLY | 1 | NOT TO BE PRICED
8330 | IN SERVICE | SOL6965 | ST JAMES HOSPITAL | ADULT MENTAL HEALTH-MAPLE WARD | GLUCOMETER | FREESTYLE OPTIUM H | XCMT103-P1630 | ABBOTS MEDICAL | ASSET ONLY | 1 | NOT TO BE PRICED
8331 | IN SERVICE | SOL2174 | ST JAMES HOSPITAL | ADULT MENTAL HEALTH-MAPLE WARD | DEFIBRILLATOR-AED | AED PRO | AA17I043485 | ZOLL MEDICAL | ASSET ONLY | 1 | NOT TO BE PRICED
8332 | IN SERVICE | SOL6966 | ST JAMES HOSPITAL | THE ORCHARDS-CRISIS RESOLUTION TREATMENT TEAM | GLUCOMETER | OPTIUM XCEED | XC1209-2221 | ABBOTS MEDICAL | ASSET ONLY | 1 | NOT TO BE PRICED
8333 | IN SERVICE | SOL6967 | ST JAMES HOSPITAL | THE ORCHARDS-CRISIS RESOLUTION TREATMENT TEAM | BLOOD PRESSURE MONITOR | ANEROID | 90600986 | ACCOSON | PM | 1 | 8
8334 | IN SERVICE | SOL6969 | ST JAMES HOSPITAL | THE ORCHARDS-CRISIS RESOLUTION TREATMENT TEAM | THERMOMETER | THERMOSCAN | 11116223712 | BRAUN | PM | 1 | 15
8335 | IN SERVICE | SOL6970 | ST JAMES HOSPITAL | THE ORCHARDS-CRISIS RESOLUTION TREATMENT TEAM | PULSE OXIMETER-FINGER | W4350 | 161403900791 | MERLIN MEDICAL | PM | 1 | 15
8336 | IN SERVICE | SOL6971 | ST JAMES HOSPITAL | THE ORCHARDS-CRISIS RESOLUTION TREATMENT TEAM | PULSE OXIMETER-FINGER | W4350 | 161403900889 | MERLIN MEDICAL | PM | 1 | 15
8337 | IN SERVICE | SOL6975 | ADELAIDE HEALTH CENTRE | CHILDREN COMMUNITY NURSING TEAM-LEVEL 2 | ASPIRATOR | LSU | 78211185801 | LAERDAL MEDICAL | PM | 1 | 25
8338 | IN SERVICE | SOL6977 | ROSEWOOD FREE SCHOOL | SCHOOL NURSES-NURSES ROOM | PULSE OXIMETER-HANDHELD | PM100N | MBH1504041 | COVIDIEN | PM | 1 | 55
8339 | IN SERVICE | SOL6981 | ADELAIDE HEALTH CENTRE | CHILDREN COMMUNITY NURSING TEAM-LEVEL 2 | NEBULISER | PARI BOY | 1Q17B01021 | PARI MEDICAL LTD | PM | 1 | 15
8341 | IN SERVICE | SOL6987 | WESTERN COMMUNITY HOSPITAL | WEST COMMUNITY INDEPENDENCE TEAM-WESTERN WING | PULSE OXIMETER-FINGER | GO2 | 502228657 | NONIN | PM | 1 | 15
8342 | IN SERVICE | SOL6988 | WESTERN COMMUNITY HOSPITAL | WEST COMMUNITY INDEPENDENCE TEAM-WESTERN WING | PULSE OXIMETER-FINGER | ONYX VANTAGE | 501689586 | NONIN | PM | 1 | 15
8343 | IN SERVICE | SOL6990 | WESTERN COMMUNITY HOSPITAL | WEST COMMUNITY INDEPENDENCE TEAM-WESTERN WING | PULSE OXIMETER-FINGER | ONYX VANTAGE | 501874137 | NONIN | PM | 1 | 15
8344 | IN SERVICE | SOL6992 | WESTERN COMMUNITY HOSPITAL | COMMUNITY STROKE TEAM-WESTERN WING | PULSE OXIMETER-FINGER | MD300C2 | 140426100978 | BEIJING CHOICE ELECTRONICS | PM | 1 | 15
8345 | IN SERVICE | SOL6993 | WESTERN COMMUNITY HOSPITAL | COMMUNITY STROKE TEAM-WESTERN WING | STIMULATOR-MUSCLE | ODFS PACE | 3171P87 | ODSTOCK MEDICAL | PM | 1 | 25
8346 | IN SERVICE | SOL6999 | CROWN HEIGHTS | SEXUAL HEALTH | OTOSCOPE | STANDARD | NOT FOUND | KEELER | PM | 1 | 5
8347 | IN SERVICE | SOL7000 | CROWN HEIGHTS | SEXUAL HEALTH | BLOOD PRESSURE MONITOR | M6 AC | 20100303520VF | OMRON HEALTHCARE | PM | 1 | 8
8349 | IN SERVICE | SOL7254 | ST JAMES HOSPITAL | THE LIMES-OAKDENE WARD | PULSE OXIMETER-FINGER | MD300C13 | 1750-03800221 | BEIJING CHOICE ELECTRONICS | PM | 1 | 15
8350 | IN SERVICE | SOL7255 | ST JAMES HOSPITAL | THE LIMES-OAKDENE WARD | PULSE OXIMETER-FINGER | MD300C13 | 1750-03801012 | BEIJING CHOICE ELECTRONICS | PM | 1 | 15
8351 | IN SERVICE | SOL7256 | ST JAMES HOSPITAL | THE LIMES-OAKDENE WARD | BLOOD PRESSURE MONITOR | GREENLIGHT 300 | 15011627 | ACCOSON | PM | 1 | 8
8352 | IN SERVICE | SOL7257 | ST JAMES HOSPITAL | THE LIMES-OAKDENE WARD | THERMOMETER | JXB-182 | M54170701952 | PROACT MEDICAL | PM | 1 | 15
8353 | IN SERVICE | SOL7261 | ROYAL SOUTH HANTS HOSPITAL | BRAMBLES WARD-YELLOW BAY | BED-ELECTRIC | FL36A | FL3608049A | UMANO MEDICAL INC | PM | 1 | 20
8354 | IN SERVICE | SOL7262 | ROYAL SOUTH HANTS HOSPITAL | BRAMBLES WARD-YELLOW BAY | BED-ELECTRIC | FL36A | FL3608058A | UMANO MEDICAL INC | PM | 1 | 20
8355 | IN SERVICE | SOL7263 | ROYAL SOUTH HANTS HOSPITAL | FANSHAWE WARD | BED-ELECTRIC | FL36A | FL3608063A | UMANO MEDICAL INC | PM | 1 | 20
8356 | IN SERVICE | SOL7264 | ROYAL SOUTH HANTS HOSPITAL | FANSHAWE WARD | BED-ELECTRIC | FL36A | FL3608057A | UMANO MEDICAL INC | PM | 1 | 20
8357 | IN SERVICE | SOL7266 | ADELAIDE HEALTH CENTRE | CHILDREN COMMUNITY NURSING TEAM-LEVEL 2 | VENTILATOR | NIPPY 3+ | 2017-28038 | BREAS MEDICAL | PM | 1 | 250
8358 | IN SERVICE | SOL7269 | BITTERNE HEALTH CENTRE | EAST COMMUNITY INDEPENDENCE TEAM-WESTWOOD HOUSE | GLUCOMETER | NEXUS GLUCO RX | 4277116090024390 | TAIDOC TECHNOLOGY | ASSET ONLY | 1 | NOT TO BE PRICED
8359 | IN SERVICE | SOL7270 | BITTERNE HEALTH CENTRE | COMMUNITY NURSING TEAM | OPHTHALMOSCOPE | 901081 | NOT FOUND | WELCH ALLYN | PM | 1 | 5
8360 | IN SERVICE | SOL7282 | BITTERNE HEALTH CENTRE | COMMUNITY NURSING TEAM | BLOOD PRESSURE MONITOR | UA-767 | 5100106154 | A&D INSTRUMENTS | PM | 1 | 8
8361 | IN SERVICE | SOL7292 | BITTERNE HEALTH CENTRE | COMMUNITY NURSING TEAM | SCALES | 761 | 5761011177660 | SECA LTD | PM | 1 | 15
8363 | IN SERVICE | SOL7294 | BITTERNE HEALTH CENTRE | COMMUNITY NURSING TEAM | SCALES | 761 | 3576110473801 | SECA LTD | PM | 1 | 15
8364 | IN SERVICE | SOL7302 | BITTERNE HEALTH CENTRE | COMMUNITY NURSING TEAM | PULSE OXIMETER-FINGER | 9006368 | 1544199900426 | HENRY SCHEIN | PM | 1 | 15
8365 | IN SERVICE | SOL7303 | BITTERNE HEALTH CENTRE | COMMUNITY NURSING TEAM | THERMOMETER | THERMOSCAN 6020 | 23515K32607 | BRAUN | PM | 1 | 15
8367 | IN SERVICE | SOL7308 | BITTERNE HEALTH CENTRE | COMMUNITY NURSING TEAM | PULSE OXIMETER-FINGER | 9006368 | 143219901398 | HENRY SCHEIN | PM | 1 | 15
8368 | IN SERVICE | SOL7319 | BITTERNE HEALTH CENTRE | COMMUNITY NURSING TEAM | GLUCOMETER | NEXUS GLUCO RX | 4277112310060320 | TAIDOC TECHNOLOGY | ASSET ONLY | 1 | NOT TO BE PRICED
8369 | IN SERVICE | SOL7321 | BITTERNE HEALTH CENTRE | COMMUNITY NURSING TEAM | GLUCOMETER | NEXUS GLUCO RX | 427711243000525B | TAIDOC TECHNOLOGY | ASSET ONLY | 1 | NOT TO BE PRICED
8371 | IN SERVICE | SOL7329 | BITTERNE HEALTH CENTRE | EAST COMMUNITY INDEPENDENCE TEAM-WESTWOOD HOUSE | THERMOMETER | ST613CBP | NOT FOUND | MSR LTD | PM | 1 | 15
8372 | IN SERVICE | SOL7333 | BITTERNE HEALTH CENTRE | COMMUNITY NURSING TEAM | PULSE OXIMETER-FINGER | 9006368 | 143219901225 | HENRY SCHEIN | PM | 1 | 15
8373 | IN SERVICE | SOL7335 | BITTERNE HEALTH CENTRE | COMMUNITY NURSING TEAM | SPHYGMOMANOMETER | SHOCK RESISTANT | 161227070529 | WELCH ALLYN | PM | 1 | 8
8374 | IN SERVICE | SOL7336 | BITTERNE HEALTH CENTRE | COMMUNITY NURSING TEAM | GLUCOMETER | NEXUS GLUCO RX | 427711226004423D | TAIDOC TECHNOLOGY | ASSET ONLY | 1 | NOT TO BE PRICED
8375 | IN SERVICE | SOL7338 | BITTERNE HEALTH CENTRE | COMMUNITY NURSING TEAM | THERMOMETER | THERMOSCAN 6020 | 18915K46103 | BRAUN | PM | 1 | 15
8376 | IN SERVICE | SOL7339 | BITTERNE HEALTH CENTRE | COMMUNITY NURSING TEAM | GLUCOMETER | NEXUS GLUCO RX | 427711226004411A | TAIDOC TECHNOLOGY | ASSET ONLY | 1 | NOT TO BE PRICED
8377 | IN SERVICE | SOL7340 | BITTERNE HEALTH CENTRE | COMMUNITY NURSING TEAM | PULSE OXIMETER-FINGER | 9006368 | 152319900348 | HENRY SCHEIN | PM | 1 | 15
8378 | IN SERVICE | SOL7341 | BITTERNE HEALTH CENTRE | COMMUNITY NURSING TEAM | PULSE OXIMETER-FINGER | ONYX VANTAGE | 501772395 | NONIN | PM | 1 | 15
8379 | IN SERVICE | SOL7345 | BITTERNE HEALTH CENTRE | COMMUNITY NURSING TEAM | GLUCOMETER | NEXUS GLUCO RX | 4277113190013390 | TAIDOC TECHNOLOGY | ASSET ONLY | 1 | NOT TO BE PRICED
8380 | IN SERVICE | SOL7348 | BITTERNE HEALTH CENTRE | EAST COMMUNITY INDEPENDENCE TEAM-WESTWOOD HOUSE | BLOOD PRESSURE MONITOR | UA-767 | 5110701852 | A&D INSTRUMENTS | PM | 1 | 8
8383 | IN SERVICE | SOL7357 | SEMBAL HOUSE | RAPID RESPONSE TEAM-OFFICE | PULSE OXIMETER-FINGER | ONYX | 500863737 | NONIN | PM | 1 | 15
8384 | IN SERVICE | SOL7359 | BITTERNE HEALTH CENTRE | COMMUNITY NURSING TEAM | GLUCOMETER | NEXUS GLUCO RX | 4277-116090024450 | TAIDOC TECHNOLOGY | ASSET ONLY | 1 | NOT TO BE PRICED
8385 | IN SERVICE | SOL7366 | UNIT 6,SWAN CENTRE | SEXUAL HEALTH | BLOOD PRESSURE MONITOR | M6 COMFORT | 2017006139VG | OMRON HEALTHCARE | PM | 1 | 8
8386 | IN SERVICE | SOL7367 | BITTERNE HEALTH CENTRE | EAST COMMUNITY INDEPENDENCE TEAM-WESTWOOD HOUSE | PULSE OXIMETER-FINGER | 9006368 | 1738-19901107 | HENRY SCHEIN | PM | 1 | 15
8388 | IN SERVICE | SOL7369 | BITTERNE HEALTH CENTRE | EAST COMMUNITY INDEPENDENCE TEAM-WESTWOOD HOUSE | PULSE OXIMETER-FINGER | 9006368 | 1738-19901108 | HENRY SCHEIN | PM | 1 | 15
8389 | IN SERVICE | SOL7370 | BITTERNE HEALTH CENTRE | COMMUNITY NURSING TEAM | THERMOMETER | IRT3030 | A3000123825 | B BRAUN MEDICAL | PM | 1 | 15
8390 | IN SERVICE | SOL7371 | BITTERNE HEALTH CENTRE | EAST COMMUNITY INDEPENDENCE TEAM-WESTWOOD HOUSE | THERMOMETER | IRT3030 | A3000123827 | B BRAUN MEDICAL | PM | 1 | 15
8391 | IN SERVICE | SOL7372 | BITTERNE HEALTH CENTRE | EAST COMMUNITY INDEPENDENCE TEAM-WESTWOOD HOUSE | THERMOMETER | IRT3030 | A3000123831 | B BRAUN MEDICAL | PM | 1 | 15
8392 | IN SERVICE | SOL7373 | BITTERNE HEALTH CENTRE | EAST COMMUNITY INDEPENDENCE TEAM-WESTWOOD HOUSE | BLOOD PRESSURE MONITOR | DS5401 | 1711-03113728 | WELCH ALLYN | PM | 1 | 8
8393 | IN SERVICE | SOL7374 | BITTERNE HEALTH CENTRE | EAST COMMUNITY INDEPENDENCE TEAM-WESTWOOD HOUSE | BLOOD PRESSURE MONITOR | DS5401 | 1711-03114427 | WELCH ALLYN | PM | 1 | 8
8394 | IN SERVICE | SOL7377 | BROADCAST HOUSE | COMMUNITY NURSING TEAM | GLUCOMETER | NEXUS GLUCO RX | 4277117210239140 | TAIDOC TECHNOLOGY | ASSET ONLY | 1 | NOT TO BE PRICED
8395 | IN SERVICE | SOL7378 | BROADCAST HOUSE | COMMUNITY NURSING TEAM | THERMOMETER | GENTLE TEMP 510 | 20140200604UF | OMRON HEALTHCARE | PM | 1 | 15
8396 | IN SERVICE | SOL7381 | BROADCAST HOUSE | COMMUNITY NURSING TEAM | GLUCOMETER | NEXUS GLUCO RX | 4277113190051440 | TAIDOC TECHNOLOGY | ASSET ONLY | 1 | NOT TO BE PRICED
8397 | IN SERVICE | SOL7384 | BROADCAST HOUSE | COMMUNITY NURSING TEAM | GLUCOMETER | NEXUS GLUCO RX | 427711439012278A | TAIDOC TECHNOLOGY | ASSET ONLY | 1 | NOT TO BE PRICED
8398 | IN SERVICE | SOL7387 | BROADCAST HOUSE | COMMUNITY NURSING TEAM | THERMOMETER | THERMOSCAN 6020 | 05017K40465 | BRAUN | PM | 1 | 15
8399 | IN SERVICE | SOL7388 | BROADCAST HOUSE | COMMUNITY NURSING TEAM | PULSE OXIMETER-FINGER | ONYX | 129463707 | NONIN | PM | 1 | 15
8400 | IN SERVICE | SOL7389 | BROADCAST HOUSE | COMMUNITY NURSING TEAM | THERMOMETER | THERMOSCAN 6020 | 04917K30771 | BRAUN | PM | 1 | 15
8401 | IN SERVICE | SOL7390 | BROADCAST HOUSE | COMMUNITY NURSING TEAM | GLUCOMETER | NEXUS GLUCO RX | 427711421018223D | TAIDOC TECHNOLOGY | ASSET ONLY | 1 | NOT TO BE PRICED
8402 | IN SERVICE | SOL7391 | BROADCAST HOUSE | COMMUNITY NURSING TEAM | GLUCOMETER | NEXUS GLUCO RX | 4277113190051430 | TAIDOC TECHNOLOGY | ASSET ONLY | 1 | NOT TO BE PRICED
8403 | IN SERVICE | SOL7392 | BROADCAST HOUSE | COMMUNITY NURSING TEAM | PULSE OXIMETER-FINGER | 9006368 | 154419900331 | HENRY SCHEIN | PM | 1 | 15
8404 | IN SERVICE | SOL7393 | BROADCAST HOUSE | COMMUNITY NURSING TEAM | GLUCOMETER | NEXUS GLUCO RX | 4277112310051300 | TAIDOC TECHNOLOGY | ASSET ONLY | 1 | NOT TO BE PRICED
8405 | IN SERVICE | SOL7394 | BROADCAST HOUSE | COMMUNITY NURSING TEAM | PULSE OXIMETER-FINGER | 9006368 | 143219901418 | HENRY SCHEIN | PM | 1 | 15
8406 | IN SERVICE | SOL7396 | BROADCAST HOUSE | COMMUNITY NURSING TEAM | THERMOMETER | THERMOSCAN 6020 | 18617K47242 | BRAUN | PM | 1 | 15
8407 | IN SERVICE | SOL7397 | BROADCAST HOUSE | COMMUNITY NURSING TEAM | THERMOMETER | THERMOSCAN 6020 | 21115K35596 | BRAUN | PM | 1 | 15
8408 | IN SERVICE | SOL7403 | CIVIC OFFICES PORTSMOUTH | HEALTH VISITING AND SCHOOL NURSING-LEVEL 2 CORE 1 | SCALES | MS4102 | 7AT036414 | MARSDEN | PM | 1 | 15
8409 | IN SERVICE | SOL7406 | ST MARY'S COMMUNITY HEALTH CAMPUS | COMMUNITY NURSING TEAM | GLUCOMETER | FREESTYLE OPTIUM NEO | LAMW094S02891 | ABBOTS MEDICAL | ASSET ONLY | 1 | NOT TO BE PRICED
8410 | IN SERVICE | SOL7409 | ST MARY'S COMMUNITY HEALTH CAMPUS | COMMUNITY NURSING TEAM | THERMOMETER | THERMOSCAN IRT4520 | 34813K15076 | BRAUN | PM | 1 | 15
8411 | IN SERVICE | SOL7412 | ST MARY'S COMMUNITY HEALTH CAMPUS | COMMUNITY NURSING TEAM | GLUCOMETER | FREESTYLE OPTIMUM | XEMT218-P0BE5 | ABBOTS MEDICAL | ASSET ONLY | 1 | NOT TO BE PRICED
8412 | IN SERVICE | SOL7419 | ST MARY'S COMMUNITY HEALTH CAMPUS | COMMUNITY NURSING TEAM | THERMOMETER | ET-100A | NOT FOUND | TIMESCO | PM | 1 | 15
8413 | IN SERVICE | SOL7420 | ST MARY'S COMMUNITY HEALTH CAMPUS | COMMUNITY NURSING TEAM | THERMOMETER | ET-100A | NOT FOUND | TIMESCO | PM | 1 | 15
8414 | IN SERVICE | SOL7421 | ST MARY'S COMMUNITY HEALTH CAMPUS | COMMUNITY NURSING TEAM | THERMOMETER | ET-100A | NOT FOUND | TIMESCO | PM | 1 | 15
8415 | IN SERVICE | SOL7422 | ST MARY'S COMMUNITY HEALTH CAMPUS | COMMUNITY NURSING TEAM | THERMOMETER | ET-100A | NOT FOUND | TIMESCO | PM | 1 | 15
8416 | IN SERVICE | SOL7423 | ST MARY'S COMMUNITY HEALTH CAMPUS | COMMUNITY NURSING TEAM | THERMOMETER | ET-100A | NOT FOUND | TIMESCO | PM | 1 | 15
8417 | IN SERVICE | SOL7424 | ST MARY'S COMMUNITY HEALTH CAMPUS | COMMUNITY NURSING TEAM | THERMOMETER | ET-100A | NOT FOUND | TIMESCO | PM | 1 | 15
8418 | IN SERVICE | SOL7425 | ST MARY'S COMMUNITY HEALTH CAMPUS | COMMUNITY NURSING TEAM | THERMOMETER | ET-100A | NOT FOUND | TIMESCO | PM | 1 | 15
8419 | IN SERVICE | SOL7426 | ST MARY'S COMMUNITY HEALTH CAMPUS | COMMUNITY NURSING TEAM | THERMOMETER | ET-100A | NOT FOUND | TIMESCO | PM | 1 | 15
8420 | IN SERVICE | SOL7427 | ST MARY'S COMMUNITY HEALTH CAMPUS | COMMUNITY NURSING TEAM | THERMOMETER | ET-100A | NOT FOUND | TIMESCO | PM | 1 | 15
8421 | IN SERVICE | SOL7428 | ST MARY'S COMMUNITY HEALTH CAMPUS | COMMUNITY NURSING TEAM | THERMOMETER | ET-100A | NOT FOUND | TIMESCO | PM | 1 | 15
8422 | IN SERVICE | SOL7429 | ST MARY'S COMMUNITY HEALTH CAMPUS | COMMUNITY NURSING TEAM | THERMOMETER | ET-100A | NOT FOUND | TIMESCO | PM | 1 | 15
8423 | IN SERVICE | SOL7430 | ST MARY'S COMMUNITY HEALTH CAMPUS | COMMUNITY NURSING TEAM | THERMOMETER | ET-100A | NOT FOUND | TIMESCO | PM | 1 | 15
8424 | IN SERVICE | SOL7431 | ST MARY'S COMMUNITY HEALTH CAMPUS | COMMUNITY NURSING TEAM | GLUCOMETER | FREESTYLE OPTIUM NEO | LAMU032F4752 | ABBOTS MEDICAL | ASSET ONLY | 1 | NOT TO BE PRICED
8425 | IN SERVICE | SOL7432 | ST MARY'S COMMUNITY HEALTH CAMPUS | COMMUNITY NURSING TEAM | GLUCOMETER | FREESTYLE OPTIUM NEO | LAMU285S02378 | ABBOTS MEDICAL | ASSET ONLY | 1 | NOT TO BE PRICED
8426 | IN SERVICE | SOL7433 | ST MARY'S COMMUNITY HEALTH CAMPUS | COMMUNITY NURSING TEAM | GLUCOMETER | FREESTYLE OPTIMUM | XEMS302-P0808 | ABBOTS MEDICAL | ASSET ONLY | 1 | NOT TO BE PRICED
8427 | IN SERVICE | SOL7434 | ST MARY'S COMMUNITY HEALTH CAMPUS | COMMUNITY NURSING TEAM | GLUCOMETER | FREESTYLE OPTIMUM | XEMS139-P055B | ABBOTS MEDICAL | ASSET ONLY | 1 | NOT TO BE PRICED
8428 | IN SERVICE | SOL7435 | ST MARY'S COMMUNITY HEALTH CAMPUS | COMMUNITY NURSING TEAM | BLOOD PRESSURE MONITOR | ANEROID | 160500269 | ACCOSON | PM | 1 | 8
8429 | IN SERVICE | SOL7441 | ST MARY'S COMMUNITY HEALTH CAMPUS | COMMUNITY NURSING TEAM | BLOOD PRESSURE MONITOR | ANEROID | NOT FOUND | ACCOSON | PM | 1 | 8
8430 | IN SERVICE | SOL7446 | PORTSWOOD SOLENT SURGERY | GP SURGERY-PORTSWOOD SOLENT SURGERY | PULSE OXIMETER-FINGER | CMS60C | DN1302200008 | CONTEC MEDICAL | PM | 1 | 15
8431 | IN SERVICE | SOL7447 | PORTSWOOD SOLENT SURGERY | GP SURGERY-PORTSWOOD SOLENT SURGERY | CALIBRATION SYRINGE | 2040 | CPS08519 | VITALOGRAPH | PM | 1 | 175
8432 | IN SERVICE | SOL7450 | PORTSWOOD SOLENT SURGERY | GP SURGERY-PORTSWOOD SOLENT SURGERY | OTOSCOPE | OPTICLAR LED | 16A6049 | ALBERT WAESCHLE | PM | 1 | 10
8433 | IN SERVICE | SOL7452 | BROADCAST HOUSE | COMMUNITY NURSING TEAM | PULSE OXIMETER-FINGER | 9006368 | 154419901345 | HENRY SCHEIN | PM | 1 | 15
8434 | IN SERVICE | SOL7453 | BROADCAST HOUSE | COMMUNITY NURSING TEAM | EAR IRRIGATOR | PROPULSE NG | 19-20664/2010 | MIRAGE HEALTH | PM | 1 | 30
8435 | IN SERVICE | SOL7461 | BITTERNE HEALTH CENTRE | COMMUNITY NURSING TEAM | GLUCOMETER | NEXUS GLUCO RX | 4277115230157370 | TAIDOC TECHNOLOGY | ASSET ONLY | 1 | NOT TO BE PRICED
8436 | IN SERVICE | SOL7463 | BITTERNE HEALTH CENTRE | COMMUNITY NURSING TEAM | GLUCOMETER | NEXUS GLUCO RX | 427711512001583F | TAIDOC TECHNOLOGY | ASSET ONLY | 1 | NOT TO BE PRICED
8437 | IN SERVICE | SOL7464 | BITTERNE HEALTH CENTRE | COMMUNITY NURSING TEAM | BLOOD PRESSURE MONITOR | HS-20A | 17HS20A00034 | HONSUN CO LTD | PM | 1 | 8
8438 | IN SERVICE | SOL7467 | BITTERNE HEALTH CENTRE | COMMUNITY NURSING TEAM | GLUCOMETER | NEXUS GLUCO RX | 427711512001267E | TAIDOC TECHNOLOGY | ASSET ONLY | 1 | NOT TO BE PRICED
8439 | IN SERVICE | SOL7472 | BITTERNE HEALTH CENTRE | COMMUNITY NURSING TEAM | GLUCOMETER | NEXUS GLUCO RX | 427711319001341C | TAIDOC TECHNOLOGY | ASSET ONLY | 1 | NOT TO BE PRICED
8440 | IN SERVICE | SOL7476 | ALTON HEALTH CENTRE | SEXUAL HEALTH | BLOOD PRESSURE MONITOR | PRESSOSTABIL | 7074627 | WELCH ALLYN | PM | 1 | 8
8441 | IN SERVICE | SOL7482 | ALTON HEALTH CENTRE | SEXUAL HEALTH | MEDICAL FRIDGE | NONE | NOT FOUND | LEC MEDICAL | PM | 1 | NOT TO BE PRICED
8442 | IN SERVICE | SOL7486 | MILLBROOK HEALTHCARE | CLINICAL ADVISORY TEAM TVN-UNIT 12 | BLOOD PRESSURE MONITOR | PRESSOSTABIL | 1249820 | WELCH ALLYN | PM | 1 | 8
8443 | IN SERVICE | SOL7487 | MILLBROOK HEALTHCARE | CLINICAL ADVISORY TEAM TVN-UNIT 12 | BLOOD PRESSURE MONITOR | ANEROID | 130310269 | ACCOSON | PM | 1 | 8
8444 | IN SERVICE | SOL7488 | MILLBROOK HEALTHCARE | CLINICAL ADVISORY TEAM TVN-UNIT 12 | BLOOD PRESSURE MONITOR | PRESSOSTABIL | 1249780 | WELCH ALLYN | PM | 1 | 8
8445 | IN SERVICE | SOL7492 | MILLBROOK HEALTHCARE | CLINICAL ADVISORY TEAM TVN-UNIT 12 | GLUCOMETER | OPTIUM XCEED | XCB216-2256 | ABBOTS MEDICAL | ASSET ONLY | 1 | NOT TO BE PRICED
8446 | IN SERVICE | SOL7493 | MILLBROOK HEALTHCARE | CLINICAL ADVISORY TEAM TVN-UNIT 12 | PULSE OXIMETER-FINGER | CMS50DL | 09AJ141357 | CONTEC MEDICAL | PM | 1 | 15
8447 | IN SERVICE | SOL7502 | ST MARY'S COMMUNITY HEALTH CAMPUS | COMMUNITY NURSING TEAM | BLOOD PRESSURE MONITOR | ANEROID | 130310263 | ACCOSON | PM | 1 | 8
8448 | IN SERVICE | SOL7505 | ST MARY'S COMMUNITY HEALTH CAMPUS | COMMUNITY NURSING TEAM | GLUCOMETER | JAZZ | CWHH179D603733 | AGAMATRIX | ASSET ONLY | 1 | NOT TO BE PRICED
8449 | IN SERVICE | SOL7506 | ST MARY'S COMMUNITY HEALTH CAMPUS | COMMUNITY NURSING TEAM | GLUCOMETER | ONE TOUCH ULTRA EASY | WXDC1E9AR | LIFESCAN | ASSET ONLY | 1 | NOT TO BE PRICED
8450 | IN SERVICE | SOL7510 | ST MARY'S COMMUNITY HEALTH CAMPUS | COMMUNITY NURSING TEAM | GLUCOMETER | JAZZ | CWGH012D400232 | AGAMATRIX | ASSET ONLY | 1 | NOT TO BE PRICED
8451 | IN SERVICE | SOL7511 | ST MARY'S COMMUNITY HEALTH CAMPUS | COMMUNITY NURSING TEAM | GLUCOMETER | FREESTYLE OPTIUM NEO | LAMU296S02687 | ABBOTS MEDICAL | ASSET ONLY | 1 | NOT TO BE PRICED
8452 | IN SERVICE | SOL7515 | ST MARY'S COMMUNITY HEALTH CAMPUS | COMMUNITY NURSING TEAM | GLUCOMETER | FREESTYLE OPTIUM NEO | LAMU296S00359 | ABBOTS MEDICAL | ASSET ONLY | 1 | NOT TO BE PRICED
8453 | IN SERVICE | SOL7518 | ST MARY'S COMMUNITY HEALTH CAMPUS | COMMUNITY NURSING TEAM | BLOOD PRESSURE MONITOR | ANEROID | 130500306 | ACCOSON | PM | 1 | 8
8454 | IN SERVICE | SOL7520 | ST MARY'S COMMUNITY HEALTH CAMPUS | COMMUNITY NURSING TEAM | SPHYGMOMANOMETER | SHOCK RESISTANT | 130124075942 | WELCH ALLYN | PM | 1 | 8
8455 | IN SERVICE | SOL7521 | ST MARY'S COMMUNITY HEALTH CAMPUS | COMMUNITY NURSING TEAM | GLUCOMETER | FREESTYLE OPTIUM NEO | LAMV077S01953 | ABBOTS MEDICAL | ASSET ONLY | 1 | NOT TO BE PRICED
8456 | IN SERVICE | SOL7522 | ST MARY'S COMMUNITY HEALTH CAMPUS | COMMUNITY NURSING TEAM | GLUCOMETER | OPTIUM XCEED | XAMN30014DD | ABBOTS MEDICAL | ASSET ONLY | 1 | NOT TO BE PRICED
8457 | IN SERVICE | SOL7525 | ST MARY'S COMMUNITY HEALTH CAMPUS | COMMUNITY NURSING TEAM | GLUCOMETER | FREESTYLE OPTIUM NEO | LAMW094S02169 | ABBOTS MEDICAL | ASSET ONLY | 1 | NOT TO BE PRICED
8458 | IN SERVICE | SOL7530 | ST MARY'S COMMUNITY HEALTH CAMPUS | COMMUNITY NURSING TEAM | GLUCOMETER | FREESTYLE OPTIMUM | XEMS140-P1E2A | ABBOTS MEDICAL | ASSET ONLY | 1 | NOT TO BE PRICED
8460 | IN SERVICE | SOL7533 | ST MARY'S COMMUNITY HEALTH CAMPUS | COMMUNITY NURSING TEAM | GLUCOMETER | FREESTYLE OPTIUM NEO | LAMW094S03524 | ABBOTS MEDICAL | ASSET ONLY | 1 | NOT TO BE PRICED
8461 | IN SERVICE | SOL7536 | ST MARY'S COMMUNITY HEALTH CAMPUS | COMMUNITY NURSING TEAM | GLUCOMETER | FREESTYLE OPTIUM NEO | LAMV278S01389 | ABBOTS MEDICAL | ASSET ONLY | 1 | NOT TO BE PRICED
8462 | IN SERVICE | SOL7537 | ST MARY'S COMMUNITY HEALTH CAMPUS | COMMUNITY NURSING TEAM | PULSE OXIMETER-FINGER | W4350 | 9161043 | MERLIN MEDICAL | PM | 1 | 15
8463 | IN SERVICE | SOL7539 | ST MARY'S COMMUNITY HEALTH CAMPUS | COMMUNITY NURSING TEAM | GLUCOMETER | OPTIUM XCEED | XCB216-3205 | ABBOTS MEDICAL | ASSET ONLY | 1 | NOT TO BE PRICED
8464 | IN SERVICE | SOL7544 | ST MARY'S COMMUNITY HEALTH CAMPUS | COMMUNITY NURSING TEAM | GLUCOMETER | OPTIUM XCEED | XCMR069-P01BE | ABBOTS MEDICAL | ASSET ONLY | 1 | NOT TO BE PRICED
8465 | IN SERVICE | SOL7550 | ST MARY'S COMMUNITY HEALTH CAMPUS | COMMUNITY NURSING TEAM | GLUCOMETER | FREESTYLE OPTIUM NEO | LAMX042S02506 | ABBOTS MEDICAL | ASSET ONLY | 1 | NOT TO BE PRICED
8466 | IN SERVICE | SOL7553 | BATTENBURG AVENUE CLINIC | CHILDREN COMMUNITY NURSING-CHILD NURSING | ASPIRATOR | LSU | 78471757471 | LAERDAL MEDICAL | PM | 1 | 25
8467 | IN SERVICE | SOL7554 | ALPHA COURT | COMMUNITY PAEDIATRIC MEDICAL SERVICES | BLOOD PRESSURE MONITOR | HEM-907E | 20110300099AF | OMRON HEALTHCARE | PM | 1 | 8
8468 | IN SERVICE | SOL7556 | ALPHA COURT | COMMUNITY PAEDIATRIC MEDICAL SERVICES | BLOOD PRESSURE MONITOR | M3 | 20081100612VF | OMRON HEALTHCARE | PM | 1 | 8
8469 | IN SERVICE | SOL7557 | ALPHA COURT | COMMUNITY PAEDIATRIC MEDICAL SERVICES | BLOOD PRESSURE MONITOR | UA-767 | 5090600392 | A&D INSTRUMENTS | PM | 1 | 8
8470 | IN SERVICE | SOL7558 | ALPHA COURT | COMMUNITY PAEDIATRIC MEDICAL SERVICES | BLOOD PRESSURE MONITOR | HEM-907E | 20110300253AF | OMRON HEALTHCARE | PM | 1 | 8
8471 | IN SERVICE | SOL7572 | SEMBAL HOUSE | RAPID RESPONSE TEAM-OFFICE | PULSE OXIMETER-FINGER | MD300C2 | 170702000634 | BEIJING CHOICE ELECTRONICS | PM | 1 | 15
8472 | IN SERVICE | SOL7578 | SEMBAL HOUSE | RAPID RESPONSE TEAM-OFFICE | PULSE OXIMETER-FINGER | ONYX II | 501731773 | NONIN | PM | 1 | 15
8473 | IN SERVICE | SOL7580 | SEMBAL HOUSE | RAPID RESPONSE TEAM-OFFICE | GLUCOMETER | NEXUS GLUCO RX | 4277113190035910 | TAIDOC TECHNOLOGY | ASSET ONLY | 1 | NOT TO BE PRICED
8474 | IN SERVICE | SOL7581 | SEMBAL HOUSE | RAPID RESPONSE TEAM-OFFICE | PULSE OXIMETER-FINGER | FINGERTIP | NOT FOUND | OCTIVE TECHNOLOGIES | PM | 1 | 15
8475 | IN SERVICE | SOL7584 | SEMBAL HOUSE | RAPID RESPONSE TEAM-OFFICE | GLUCOMETER | NEXUS GLUCO RX | 4277113190053740 | TAIDOC TECHNOLOGY | ASSET ONLY | 1 | NOT TO BE PRICED
8476 | IN SERVICE | SOL7588 | SEMBAL HOUSE | RAPID RESPONSE TEAM-OFFICE | GLUCOMETER | NEXUS GLUCO RX | 4277113190035940 | TAIDOC TECHNOLOGY | ASSET ONLY | 1 | NOT TO BE PRICED
8477 | IN SERVICE | SOL7589 | SEMBAL HOUSE | RAPID RESPONSE TEAM-OFFICE | THERMOMETER | THERMOSCAN IRT4520 | 25412K00800 | BRAUN | PM | 1 | 15
8478 | IN SERVICE | SOL7593 | SEMBAL HOUSE | RAPID RESPONSE TEAM-OFFICE | THERMOMETER | THERMOSCAN IRT4520 | 16813K04882 | BRAUN | PM | 1 | 15
8479 | IN SERVICE | SOL7594 | SEMBAL HOUSE | RAPID RESPONSE TEAM-OFFICE | GLUCOMETER | NEXUS GLUCO RX | 427711319005397B | TAIDOC TECHNOLOGY | ASSET ONLY | 1 | NOT TO BE PRICED
8480 | IN SERVICE | SOL7595 | SEMBAL HOUSE | RAPID RESPONSE TEAM-OFFICE | PULSE OXIMETER-FINGER | RPO-8B | NOT FOUND | BEIJING CHOICE ELECTRONICS | PM | 1 | 15
8482 | IN SERVICE | SOL7599 | SEMBAL HOUSE | RAPID RESPONSE TEAM-OFFICE | SPHYGMOMANOMETER | SHOCK RESISTANT | 110404121011 | WELCH ALLYN | PM | 1 | 8
8483 | IN SERVICE | SOL7600 | SEMBAL HOUSE | RAPID RESPONSE TEAM-OFFICE | GLUCOMETER | NEXUS GLUCO RX | 4277113190053830 | TAIDOC TECHNOLOGY | ASSET ONLY | 1 | NOT TO BE PRICED
8484 | IN SERVICE | SOL7604 | LEE-ON-SOLENT HEALTH CENTRE | PODIATRY-PODIATRY CLINIC | LIGHT-EXAMINATION | LFM-101 | 8306122-02 | LUXO LTD | PM | 1 | 10
8485 | IN SERVICE | SOL7605 | LEE-ON-SOLENT HEALTH CENTRE | PODIATRY-PODIATRY CLINIC | PLINTH | 503CDC | 503CDC09062830 | PLINTH MEDICAL | PM | 1 | 35
8487 | IN SERVICE | SOL7608 | LEE-ON-SOLENT HEALTH CENTRE | PODIATRY-PODIATRY CLINIC | PLINTH | 7632/3/NS653 | 361466 | ARJO HUNTLEIGH | PM | 1 | 35
8488 | IN SERVICE | SOL7611 | TREE TOPS CENTRE | SEXUAL HEALTH | SCALE-DISPLAY | DP2400V5 | 7ET038170 | MARSDEN | PM | 1 | 15
8489 | IN SERVICE | SOL7613 | TREE TOPS CENTRE | SEXUAL HEALTH | OTOSCOPE | STANDARD | NOT FOUND | KEELER | PM | 1 | 5
8490 | IN SERVICE | SOL7615 | RINGWOOD MEDICAL CENTRE | PODIATRY-CLINIC 1 | LIGHT-EXAMINATION | M101 | NOT FOUND | LUXO LTD | PM | 1 | 10
8491 | IN SERVICE | SOL7616 | RINGWOOD MEDICAL CENTRE | PODIATRY-CLINIC 1 | THERMOMETER | BK8005 | NOT FOUND | BOKANG | PM | 1 | 15
8494 | IN SERVICE | SOL7621 | ST JAMES HOSPITAL | THE LIMES-BROOKER UNIT | PULSE OXIMETER-FINGER | WW1000EN | 4082685 | SMITHS MEDICAL | PM | 1 | 15
8495 | IN SERVICE | SOL7622 | BATTENBURG AVENUE CLINIC | COMMUNITY PAEDIATRIC MEDICAL SERVICES | LIGHT-EXAMINATION | NOT KNOWN | 961809 | EVANS INSTRUMENT | PM | 1 | 10
8496 | IN SERVICE | SOL7629 | THORNHILL CENTRE FOR HEALTHY LIVING | SITE SERVICES-CONSULTING ROOM | SCALES | 878 | 5878075176197 | SECA LTD | PM | 1 | 15
8497 | IN SERVICE | SOL7631 | NEW MILTON HEALTH CENTRE | PODIATRY-CLINIC 1 | LIGHT-EXAMINATION | LFM-101 | NOT FOUND | LUXO LTD | PM | 1 | 10
8498 | IN SERVICE | SOL7633 | NEW MILTON HEALTH CENTRE | PODIATRY-CLINIC 1 | THERMOMETER | GENTLE TEMP 510 | 20131201451UF | OMRON HEALTHCARE | PM | 1 | 15
8499 | IN SERVICE | SOL7634 | NEW MILTON HEALTH CENTRE | PODIATRY-CLINIC 1 | THERMOMETER | BK8005 | NOT FOUND | BOKANG | PM | 1 | 15
8500 | IN SERVICE | SOL7635 | ST JAMES HOSPITAL | THE LIMES-OAKDENE WARD | PULSE OXIMETER-HANDHELD | RAD 5V | N147676 | MASIMO | PM | 1 | 55
8501 | IN SERVICE | SOL7637 | NORTH BADDESLEY HEALTH CENTRE | PODIATRY-PODIATRY CLINIC | DOPPLER | MD2 | MD2P10102574-04 | HUNTLEIGH HEALTHCARE | PM | 1 | 30
8502 | IN SERVICE | SOL7647 | WESTERN COMMUNITY HOSPITAL | SNOWDON WARD-MAIN BLOCK | STANDING AID | OSWESTRY | NOT FOUND | THEO DAVIES & SONS | PM | 1 | 70
8504 | IN SERVICE | SOL7652 | ADELAIDE HEALTH CENTRE | CHILDREN COMMUNITY NURSING TEAM-LEVEL 2 | VENTILATOR | NIPPY JUNIOR+ | 2015-22392 | BREAS MEDICAL | PM | 1 | 250
8505 | IN SERVICE | SOL7656 | ADELAIDE HEALTH CENTRE | CHILDREN COMMUNITY NURSING TEAM-LEVEL 2 | HUMIDIFIER | MR850 | 141008223542 | FISHER & PAYKEL | PM | 1 | 55
8506 | IN SERVICE | SOL7658 | HAYLING ISLAND HEALTH CENTRE | PODIATRY-PODIATRY CLINIC | PLINTH | A7252/3/3FS | IPS-05431 | ARJO HUNTLEIGH | PM | 1 | 35
8507 | IN SERVICE | SOL7660 | WESTERN COMMUNITY HOSPITAL | WEST COMMUNITY INDEPENDENCE TEAM-WESTERN WING | BLOOD PRESSURE MONITOR | DS5401 | 180228061957 | WELCH ALLYN | PM | 1 | 8
8508 | IN SERVICE | SOL7661 | WESTERN COMMUNITY HOSPITAL | WEST COMMUNITY INDEPENDENCE TEAM-WESTERN WING | BLOOD PRESSURE MONITOR | DS5401 | 180228062107 | WELCH ALLYN | PM | 1 | 8
8509 | IN SERVICE | SOL7662 | WESTERN COMMUNITY HOSPITAL | WEST COMMUNITY INDEPENDENCE TEAM-WESTERN WING | PULSE OXIMETER-FINGER | GO2 | 502420957 | NONIN | PM | 1 | 15
8510 | IN SERVICE | SOL7663 | WESTERN COMMUNITY HOSPITAL | WEST COMMUNITY INDEPENDENCE TEAM-WESTERN WING | PULSE OXIMETER-FINGER | GO2 | 502420960 | NONIN | PM | 1 | 15
8511 | IN SERVICE | SOL7664 | ST MARY'S COMMUNITY HEALTH CAMPUS | PODIATRY-PODIATRY CLINIC | PLINTH | 903CDC | 903CDC0308582 | PLINTH MEDICAL | PM | 1 | 35
8512 | IN SERVICE | SOL7665 | ST MARY'S COMMUNITY HEALTH CAMPUS | PODIATRY-PODIATRY CLINIC | LIGHT-BENCH MOUNTED | D20251 | NOT FOUND | DAYLIGHT COMPANY | PM | 1 | 10
8513 | IN SERVICE | SOL7666 | ST MARY'S COMMUNITY HEALTH CAMPUS | PODIATRY-PODIATRY CLINIC | HYDROSURGERY SYSTEM | VERSAJET | 731095-0335 | SMITH & NEPHEW | PM | 1 | 95
8514 | IN SERVICE | SOL7669 | ST MARY'S COMMUNITY HEALTH CAMPUS | PODIATRY-PODIATRY CLINIC | LIGHT-EXAMINATION | OPTICA 488M | 6324/6 | BRANDON MEDICAL | PM | 1 | 10
8515 | IN SERVICE | SOL7675 | ADELAIDE HEALTH CENTRE | HEALTH VISITING AND SCHOOL NURSING | SCALE-BABY | 385 | 5385130136620 | SECA LTD | PM | 1 | 15
8516 | IN SERVICE | SOL7676 | ADELAIDE HEALTH CENTRE | HEALTH VISITING AND SCHOOL NURSING | SCALE-BABY | 385 | 5385327106514 | SECA LTD | PM | 1 | 15
8517 | IN SERVICE | SOL7684 | ADELAIDE HEALTH CENTRE | HEALTH VISITING AND SCHOOL NURSING | SCALE-BABY | 385 | 5385105094012 | SECA LTD | PM | 1 | 15
8518 | IN SERVICE | SOL7687 | ADELAIDE HEALTH CENTRE | HEALTH VISITING AND SCHOOL NURSING | SCALE-BABY | 385 | 5385310105128 | SECA LTD | PM | 1 | 15
8519 | IN SERVICE | SOL7691 | ADELAIDE HEALTH CENTRE | HEALTH VISITING AND SCHOOL NURSING | SCALE-BABY | 385 | 5385105094008 | SECA LTD | PM | 1 | 15
8520 | IN SERVICE | SOL7692 | ADELAIDE HEALTH CENTRE | HEALTH VISITING AND SCHOOL NURSING | SCALE-BABY | 385 | 5385081125333 | SECA LTD | PM | 1 | 15
8521 | IN SERVICE | SOL7694 | ADELAIDE HEALTH CENTRE | HEALTH VISITING AND SCHOOL NURSING | SCALES | 835 | 3792 | SECA LTD | PM | 1 | 15
8522 | IN SERVICE | SOL7696 | ADELAIDE HEALTH CENTRE | HEALTH VISITING AND SCHOOL NURSING | SCALE-BABY | 724 | 227645/641 | SECA LTD | PM | 1 | 15
8529 | IN SERVICE | SOL7716 | BETTER CARE CENTRE | CHILD AND ADOLESCENT MHS-LEVEL 1 | SCALES | 761 | 2761273043265 | SECA LTD | PM | 1 | 15
8530 | IN SERVICE | SOL7717 | BETTER CARE CENTRE | CHILD AND ADOLESCENT MHS-LEVEL 1 | SCALES | 877 | 5877353141517 | SECA LTD | PM | 1 | 15
8531 | IN SERVICE | SOL7722 | BETTER CARE CENTRE | CHILD AND ADOLESCENT MHS-LEVEL 1 | BLOOD PRESSURE MONITOR | TMB-1585 | BA211817032304590D | GUANGDONG TRANSTEK MEDICAL ELECTONICS CO. | PM | 1 | 8
8532 | IN SERVICE | SOL7723 | BETTER CARE CENTRE | CHILD AND ADOLESCENT MHS-LEVEL 1 | BLOOD PRESSURE MONITOR | TMB-1585 | BA211817032304589D | GUANGDONG TRANSTEK MEDICAL ELECTONICS CO. | PM | 1 | 8
8533 | IN SERVICE | SOL7724 | BETTER CARE CENTRE | CHILD AND ADOLESCENT MHS-LEVEL 1 | BLOOD PRESSURE MONITOR | TMB-1585 | BA211817032304605D | GUANGDONG TRANSTEK MEDICAL ELECTONICS CO. | PM | 1 | 8
8534 | IN SERVICE | SOL7729 | BETTER CARE CENTRE | CHILD AND ADOLESCENT MHS-LEVEL 1 | SCALES | 761 | 2761129118139 | SECA LTD | PM | 1 | 15
8535 | IN SERVICE | SOL7730 | BETTER CARE CENTRE | CHILD AND ADOLESCENT MHS-LEVEL 1 | SCALES | 761 | 227645/11 | SECA LTD | PM | 1 | 15
8536 | IN SERVICE | SOL7737 | ST JAMES HOSPITAL | THE LIMES-BROOKER UNIT | THERMOMETER | BK8005 | NOT FOUND | BOKANG | PM | 1 | 15
8537 | IN SERVICE | SOL7738 | ST JAMES HOSPITAL | THE LIMES-BROOKER UNIT | THERMOMETER | BK8005 | NOT FOUND | BOKANG | PM | 1 | 15
8538 | IN SERVICE | SOL7739 | ST JAMES HOSPITAL | THE LIMES-OAKDENE WARD | THERMOMETER | JXB-182 | M54170700616 | GUANGZHOU JINXINBAO | PM | 1 | 15
8539 | IN SERVICE | SOL7740 | ST JAMES HOSPITAL | THE LIMES-OAKDENE WARD | PULSE OXIMETER-HANDHELD | RAD 5V | N150265 | MASIMO | PM | 1 | 55
8541 | IN SERVICE | SOL7745 | BATTENBURG AVENUE CLINIC | CHILDREN COMMUNITY NURSING-CHILD NURSING | VENTILATOR | NIPPY JUNIOR+ | 2011-13212 | BREAS MEDICAL | PM | 1 | 250
8542 | IN SERVICE | SOL7746 | ST JAMES HOSPITAL | THE LIMES-OAKDENE WARD | OTOSCOPE | Z06 | NOT FOUND | KAWE LTD | PM | 1 | 5
8543 | IN SERVICE | SOL7747 | ST JAMES HOSPITAL | THE LIMES-BROOKER UNIT | OTOSCOPE | Z06 | NOT FOUND | KAWE LTD | PM | 1 | 5
8544 | IN SERVICE | SOL7748 | ST JAMES HOSPITAL | THE LIMES-BROOKER UNIT | OTOSCOPE | STANDARD | NOT FOUND | KEELER | PM | 1 | 5
8545 | IN SERVICE | SOL7749 | ST MARY'S COMMUNITY HEALTH CAMPUS | COMMUNITY BLADDER AND BOWEL SERVICE-DSU BUILDING | STIMULATOR-MUSCLE | MYOPLUS PRO | 1825 | VERITY MEDICAL LTD | PM | 1 | 25
8546 | IN SERVICE | SOL7750 | ST MARY'S COMMUNITY HEALTH CAMPUS | COMMUNITY BLADDER AND BOWEL SERVICE-DSU BUILDING | STIMULATOR-MUSCLE | MYOPLUS PRO | 1828 | VERITY MEDICAL LTD | PM | 1 | 25
8548 | IN SERVICE | SOL7783 | BATTENBURG AVENUE CLINIC | CHILDREN COMMUNITY NURSING-CHILD NURSING | HUMIDIFIER | MR850 | 170228313747 | FISHER & PAYKEL | PM | 1 | 55
8549 | IN SERVICE | SOL7784 | ST MARY'S COMMUNITY HEALTH CAMPUS | SPINNAKER WARD | COMMODE | VERNACHAIR | NOT FOUND | VERNACARE | INSPECTION ONLY | 1 | 15
8551 | IN SERVICE | SOL7786 | ST MARY'S COMMUNITY HEALTH CAMPUS | SPINNAKER WARD | COMMODE | VERNACHAIR | NOT FOUND | VERNACARE | INSPECTION ONLY | 1 | 15
8552 | IN SERVICE | SOL7787 | ST MARY'S COMMUNITY HEALTH CAMPUS | SPINNAKER WARD | COMMODE | VERNACHAIR | NOT FOUND | VERNACARE | INSPECTION ONLY | 1 | 15
8555 | IN SERVICE | SOL7790 | BATTENBURG AVENUE CLINIC | CHILDREN COMMUNITY NURSING-CHILD NURSING | PULSE OXIMETER-HANDHELD | PM100N | MBH1801471 | COVIDIEN | PM | 1 | 55
8556 | IN SERVICE | SOL7793 | ADELAIDE HEALTH CENTRE | GP SURGERY | EAR IRRIGATOR | PROPULSE | B1708798 | MIRAGE HEALTH | PM | 1 | 30
8557 | IN SERVICE | SOL7797 | CIVIC OFFICES PORTSMOUTH | HEALTH VISITING AND SCHOOL NURSING-LEVEL 2 CORE 1 | SCALES | M510 | 21701047 | MARSDEN | PM | 1 | 15
8558 | IN SERVICE | SOL7799 | ROYAL SOUTH HANTS HOSPITAL | NICHOLSTOWN SURGERY | EAR IRRIGATOR | PROPULSE | B1708796 | MIRAGE HEALTH | PM | 1 | 30
8559 | IN SERVICE | SOL7800 | ALDERSHOT CENTRE FOR HEALTH | CHILDREN SERVICES AND THERAPIES-LEVEL 2 | HOIST | GOLVO 7007ES | 7733254 | LIKO | OEM-MEDACO | 1 | 90
8560 | IN SERVICE | SOL7802 | JUBILEE HOUSE | PALLIATIVE CARE-FIRST FLOOR | PULSE OXIMETER-FINGER | MD300C2 | 175003900524 | BEIJING CHOICE ELECTRONICS | PM | 1 | 15
8561 | IN SERVICE | SOL7803 | JUBILEE HOUSE | PALLIATIVE CARE-FIRST FLOOR | THERMOMETER | ET-100A | NOT FOUND | TIMESCO | PM | 1 | 15
8563 | IN SERVICE | SOL7807 | BITTERNE HEALTH CENTRE | COPD-CONSULTING ROOM | SCALES | MGP-250 | 21406119 | MARSDEN | PM | 1 | 15
8564 | IN SERVICE | SOL7809 | ST MARY'S COMMUNITY HEALTH CAMPUS | COMMUNITY NURSING TEAM | BLOOD PRESSURE MONITOR | DUPLEX ANERIOD | 18080675 | ACCOSON | PM | 1 | 8
8565 | IN SERVICE | SOL7810 | ST MARY'S COMMUNITY HEALTH CAMPUS | COMMUNITY NURSING TEAM | BLOOD PRESSURE MONITOR | DUPLEX ANERIOD | 18080673 | ACCOSON | PM | 1 | 8
8566 | IN SERVICE | SOL7811 | ST MARY'S COMMUNITY HEALTH CAMPUS | COMMUNITY NURSING TEAM | BLOOD PRESSURE MONITOR | DUPLEX ANERIOD | 18080677 | ACCOSON | PM | 1 | 8
8567 | IN SERVICE | SOL7812 | ST MARY'S COMMUNITY HEALTH CAMPUS | COMMUNITY NURSING TEAM | BLOOD PRESSURE MONITOR | DUPLEX ANERIOD | 18080676 | ACCOSON | PM | 1 | 8
8568 | IN SERVICE | SOL7813 | ST MARY'S COMMUNITY HEALTH CAMPUS | COMMUNITY NURSING TEAM | BLOOD PRESSURE MONITOR | DUPLEX ANERIOD | 18080674 | ACCOSON | PM | 1 | 8
8569 | IN SERVICE | SOL7814 | ST MARY'S COMMUNITY HEALTH CAMPUS | COMMUNITY NURSING TEAM | PULSE OXIMETER-FINGER | MD300C2 | 182244200681 | BEIJING CHOICE ELECTRONICS | PM | 1 | 15
8570 | IN SERVICE | SOL7815 | ST MARY'S COMMUNITY HEALTH CAMPUS | COMMUNITY NURSING TEAM | PULSE OXIMETER-FINGER | MD300C2 | 182244200683 | BEIJING CHOICE ELECTRONICS | PM | 1 | 15
8571 | IN SERVICE | SOL7816 | ST MARY'S COMMUNITY HEALTH CAMPUS | COMMUNITY NURSING TEAM | PULSE OXIMETER-FINGER | MD300C2 | 182244200684 | BEIJING CHOICE ELECTRONICS | PM | 1 | 15
8572 | IN SERVICE | SOL7817 | ST MARY'S COMMUNITY HEALTH CAMPUS | COMMUNITY NURSING TEAM | PULSE OXIMETER-FINGER | MD300C2 | 182244200682 | BEIJING CHOICE ELECTRONICS | PM | 1 | 15
8573 | IN SERVICE | SOL7818 | ST MARY'S COMMUNITY HEALTH CAMPUS | COMMUNITY NURSING TEAM | PULSE OXIMETER-FINGER | MD300C2 | 182244200685 | BEIJING CHOICE ELECTRONICS | PM | 1 | 15
8574 | IN SERVICE | SOL7824 | ST MARY'S COMMUNITY HEALTH CAMPUS | COMMUNITY NURSING TEAM | PULSE OXIMETER-FINGER | ONYX VANTAGE | 502030833 | NONIN | PM | 1 | 15
8575 | IN SERVICE | SOL7825 | ST MARY'S COMMUNITY HEALTH CAMPUS | COMMUNITY NURSING TEAM | PULSE OXIMETER-FINGER | EXCELVAN | NOT FOUND | EXCELVAN | PM | 1 | 15
8576 | IN SERVICE | SOL7828 | ST MARY'S COMMUNITY HEALTH CAMPUS | COMMUNITY NURSING TEAM | GLUCOMETER | ACCU-CHEK PERFORMA | 59210486766 | ROCHE DIAGNOSTICS | ASSET ONLY | 1 | NOT TO BE PRICED
8577 | IN SERVICE | SOL7829 | ST MARY'S COMMUNITY HEALTH CAMPUS | COMMUNITY NURSING TEAM | GLUCOMETER | FREESTYLE OPTIUM NEO | LAMW094S01913 | ABBOTS MEDICAL | ASSET ONLY | 1 | NOT TO BE PRICED
8578 | IN SERVICE | SOL7835 | ST MARY'S COMMUNITY HEALTH CAMPUS | COMMUNITY NURSING TEAM | INFUSION PUMP-SYRINGE | T34 | S83470 | CME MCKINLEY | PM | 1 | 55
8579 | IN SERVICE | SOL4665 | ROYAL SOUTH HANTS HOSPITAL | OCCUPATIONAL HEALTH-BRAMBLES BUNGALOW | BLOOD PRESSURE MONITOR | BP3AC1-1 | 1060128 | MICROLIFE HEALTH | PM | 1 | 8
8580 | IN SERVICE | SOL4692 | ROYAL SOUTH HANTS HOSPITAL | OCCUPATIONAL HEALTH-BRAMBLES BUNGALOW | PULSE OXIMETER-FINGER | DIGIT | 102100576 | SMITHS MEDICAL | PM | 1 | 15
8581 | IN SERVICE | SOL4691 | ROYAL SOUTH HANTS HOSPITAL | OCCUPATIONAL HEALTH-BRAMBLES BUNGALOW | THERMOMETER | GENTLE TEMP 510 | 5906350U | OMRON HEALTHCARE | PM | 1 | 15
8582 | IN SERVICE | SOL4671 | ROYAL SOUTH HANTS HOSPITAL | OCCUPATIONAL HEALTH-BRAMBLES BUNGALOW | MONITOR-BODY FAT | BF306 | 20100900919UF | OMRON HEALTHCARE | PM | 1 | 20
8583 | IN SERVICE | SOL7837 | ROYAL SOUTH HANTS HOSPITAL | OCCUPATIONAL HEALTH-BRAMBLES BUNGALOW | MONITOR-BODY FAT | BF306 | 20130800582UF | OMRON HEALTHCARE | PM | 1 | 20
8585 | IN SERVICE | SOL7840 | ROYAL SOUTH HANTS HOSPITAL | COMMUNITY NURSING TEAM | PULSE OXIMETER-FINGER | 9006368 | 175019900314 | HENRY SCHEIN | PM | 1 | 15
8586 | IN SERVICE | SOL7841 | BITTERNE HEALTH CENTRE | COMMUNITY NURSING TEAM | PULSE OXIMETER-FINGER | 9006368 | 175019900313 | HENRY SCHEIN | PM | 1 | 15
8587 | IN SERVICE | SOL7842 | BITTERNE HEALTH CENTRE | COMMUNITY NURSING TEAM | PULSE OXIMETER-FINGER | 9006368 | 175019900375 | HENRY SCHEIN | PM | 1 | 15
8588 | IN SERVICE | SOL7843 | BITTERNE HEALTH CENTRE | COMMUNITY NURSING TEAM | PULSE OXIMETER-FINGER | 9006368 | 175019900490 | HENRY SCHEIN | PM | 1 | 15
8589 | IN SERVICE | SOL7844 | ROYAL SOUTH HANTS HOSPITAL | COMMUNITY NURSING TEAM | PULSE OXIMETER-FINGER | 9006368 | 175019900178 | HENRY SCHEIN | PM | 1 | 15
8590 | IN SERVICE | SOL7845 | BITTERNE HEALTH CENTRE | COMMUNITY NURSING TEAM | PULSE OXIMETER-FINGER | 9006368 | 175019900315 | HENRY SCHEIN | PM | 1 | 15
8591 | IN SERVICE | SOL7846 | ROYAL SOUTH HANTS HOSPITAL | COMMUNITY NURSING TEAM | PULSE OXIMETER-FINGER | 9006368 | 17501990364 | HENRY SCHEIN | PM | 1 | 15
8592 | IN SERVICE | SOL7847 | BITTERNE HEALTH CENTRE | COMMUNITY NURSING TEAM | PULSE OXIMETER-FINGER | 9006368 | 17501990491 | HENRY SCHEIN | PM | 1 | 15
8593 | IN SERVICE | SOL7848 | BITTERNE HEALTH CENTRE | COMMUNITY NURSING TEAM | PULSE OXIMETER-FINGER | 9006368 | 175019900544 | HENRY SCHEIN | PM | 1 | 15
8594 | IN SERVICE | SOL7849 | BITTERNE HEALTH CENTRE | COMMUNITY NURSING TEAM | PULSE OXIMETER-FINGER | 9006368 | 175019900542 | HENRY SCHEIN | PM | 1 | 15
8595 | IN SERVICE | SOL7850 | BITTERNE HEALTH CENTRE | COMMUNITY NURSING TEAM | BLOOD PRESSURE MONITOR | DS5401 | 180510094808 | WELCH ALLYN | PM | 1 | 8
8596 | IN SERVICE | SOL7851 | BITTERNE HEALTH CENTRE | COMMUNITY NURSING TEAM | BLOOD PRESSURE MONITOR | DS5401 | 180510105837 | WELCH ALLYN | PM | 1 | 8
8597 | IN SERVICE | SOL7852 | BITTERNE HEALTH CENTRE | COMMUNITY NURSING TEAM | BLOOD PRESSURE MONITOR | DS5401 | 180126092537 | WELCH ALLYN | PM | 1 | 8
8598 | IN SERVICE | SOL7853 | ROYAL SOUTH HANTS HOSPITAL | COMMUNITY NURSING TEAM | BLOOD PRESSURE MONITOR | DS5401 | 180510105718 | WELCH ALLYN | PM | 1 | 8
8599 | IN SERVICE | SOL7854 | BITTERNE HEALTH CENTRE | COMMUNITY NURSING TEAM | BLOOD PRESSURE MONITOR | DS5401 | 180510105527 | WELCH ALLYN | PM | 1 | 8
8600 | IN SERVICE | SOL7856 | BITTERNE HEALTH CENTRE | COMMUNITY NURSING TEAM | BLOOD PRESSURE MONITOR | DS5401 | 180511070759 | WELCH ALLYN | PM | 1 | 8
8601 | IN SERVICE | SOL7857 | BITTERNE HEALTH CENTRE | COMMUNITY NURSING TEAM | BLOOD PRESSURE MONITOR | DS5401 | 180511084427 | WELCH ALLYN | PM | 1 | 8
8602 | IN SERVICE | SOL7858 | BITTERNE HEALTH CENTRE | COMMUNITY NURSING TEAM | BLOOD PRESSURE MONITOR | DS5401 | 180511080159 | WELCH ALLYN | PM | 1 | 8
8603 | IN SERVICE | SOL7859 | BITTERNE HEALTH CENTRE | COMMUNITY NURSING TEAM | BLOOD PRESSURE MONITOR | DS5401 | 180511073227 | WELCH ALLYN | PM | 1 | 8
8604 | IN SERVICE | SOL7860 | BITTERNE HEALTH CENTRE | COMMUNITY NURSING TEAM | THERMOMETER | THERMOSCAN 6020 | 33217K32230 | BRAUN | PM | 1 | 15
8605 | IN SERVICE | SOL7861 | BITTERNE HEALTH CENTRE | COMMUNITY NURSING TEAM | THERMOMETER | THERMOSCAN 6020 | 33217K40615 | BRAUN | PM | 1 | 15
8606 | IN SERVICE | SOL7862 | BITTERNE HEALTH CENTRE | COMMUNITY NURSING TEAM | THERMOMETER | THERMOSCAN 6020 | 33117K46706 | BRAUN | PM | 1 | 15
8607 | IN SERVICE | SOL7863 | ROYAL SOUTH HANTS HOSPITAL | COMMUNITY NURSING TEAM | THERMOMETER | THERMOSCAN 6020 | 33217K43717 | BRAUN | PM | 1 | 15
8608 | IN SERVICE | SOL7864 | BITTERNE HEALTH CENTRE | COMMUNITY NURSING TEAM | THERMOMETER | THERMOSCAN 6020 | 33217K32215 | BRAUN | PM | 1 | 15
8609 | IN SERVICE | SOL7865 | BITTERNE HEALTH CENTRE | COMMUNITY NURSING TEAM | THERMOMETER | THERMOSCAN 6020 | 33117K47331 | BRAUN | PM | 1 | 15
8610 | IN SERVICE | SOL7866 | BITTERNE HEALTH CENTRE | COMMUNITY NURSING TEAM | THERMOMETER | THERMOSCAN 6020 | 33217K32090 | BRAUN | PM | 1 | 15
8611 | IN SERVICE | SOL7867 | BITTERNE HEALTH CENTRE | COMMUNITY NURSING TEAM | THERMOMETER | THERMOSCAN 6020 | 33217K00828 | BRAUN | PM | 1 | 15
8612 | IN SERVICE | SOL7868 | BITTERNE HEALTH CENTRE | COMMUNITY NURSING TEAM | THERMOMETER | THERMOSCAN 6020 | 33217K00831 | BRAUN | PM | 1 | 15
8613 | IN SERVICE | SOL7869 | SEMBAL HOUSE | RAPID RESPONSE TEAM-OFFICE | THERMOMETER | THERMOSCAN 6020 | 33217K40013 | BRAUN | PM | 1 | 15
8614 | IN SERVICE | SOL7872 | EASTNEY HEALTH CENTRE | DENTAL-SURGERY ROOM | DENTAL DRILL | OPTIMA BASE050 | R318Da085 | BA INTERNATIONAL | OEM-AIH | 1 | 45
8615 | IN SERVICE | SOL7873 | ST MARY'S COMMUNITY HEALTH CAMPUS | SPINNAKER WARD | FEEDING PUMP | APPLIX SMART GB | 20252745 | FRESENIUS KABI | ASSET ONLY | 1 | NOT TO BE PRICED
8616 | IN SERVICE | SOL7874 | ST MARY'S COMMUNITY HEALTH CAMPUS | SPINNAKER WARD | FEEDING PUMP CHARGER | APPLIX HOLDER GB | 19294114 | FRESENIUS KABI | ASSET ONLY | 1 | NOT TO BE PRICED
8617 | IN SERVICE | SOL7875 | ST MARY'S COMMUNITY HEALTH CAMPUS | SPINNAKER WARD | FEEDING PUMP | APPLIX SMART GB | 20220965 | FRESENIUS KABI | ASSET ONLY | 1 | NOT TO BE PRICED
8618 | IN SERVICE | SOL7876 | ST MARY'S COMMUNITY HEALTH CAMPUS | SPINNAKER WARD | FEEDING PUMP CHARGER | APPLIX HOLDER GB | 19746905 | FRESENIUS KABI | ASSET ONLY | 1 | NOT TO BE PRICED
8619 | IN SERVICE | SOL7877 | ST JAMES HOSPITAL | THE LIMES-OAKDENE WARD | GLUCOMETER | ACCU-CHEK PERFORMA | 55212472814 | ROCHE DIAGNOSTICS | ASSET ONLY | 1 | NOT TO BE PRICED
8620 | IN SERVICE | SOL7878 | EASTLEIGH HEALTH CENTRE | DENTAL-DENTAL CLINIC | DENTAL CURING LIGHT | OPTIMA 10 | L1810050H2 | BA INTERNATIONAL | OEM-AIH | 1 | 15
8621 | IN SERVICE | SOL7881 | ROYAL SOUTH HANTS HOSPITAL | BRAMBLES WARD-CORRIDOR | MATTRESS PUMP | NIMBUS 3 | NB354253 | ARJO HUNTLEIGH | PM | 1 | 45
8622 | IN SERVICE | SOL7882 | ROYAL SOUTH HANTS HOSPITAL | BRAMBLES WARD-CORRIDOR | MATTRESS PUMP | NIMBUS 3 | 1312000050 | ARJO HUNTLEIGH | PM | 1 | 45
8623 | IN SERVICE | SOL7883 | ROYAL SOUTH HANTS HOSPITAL | BRAMBLES WARD-CORRIDOR | MATTRESS PUMP | NIMBUS 3 | NB356461 | ARJO HUNTLEIGH | PM | 1 | 45
8624 | IN SERVICE | SOL7884 | ROYAL SOUTH HANTS HOSPITAL | BRAMBLES WARD-CORRIDOR | MATTRESS PUMP | NIMBUS 3 | NB340039 | ARJO HUNTLEIGH | PM | 1 | 45
8625 | IN SERVICE | SOL7885 | ROYAL SOUTH HANTS HOSPITAL | BRAMBLES WARD-CORRIDOR | MATTRESS PUMP | NIMBUS 3 | NB354754 | ARJO HUNTLEIGH | PM | 1 | 45
8626 | IN SERVICE | SOL7886 | ROYAL SOUTH HANTS HOSPITAL | BRAMBLES WARD-SHOWER | HOIST-CHAIR | CARENDO | NOT FOUND | ARJO HUNTLEIGH | OEM-MEDACO | 1 | 142
8627 | IN SERVICE | SOL7888 | ROYAL SOUTH HANTS HOSPITAL | BRAMBLES WARD-UPPER BRAMBLES | NEBULISER | PORTA-NEB | 10A0210724 | PHILIPS HEALTHCARE | PM | 1 | 15
8628 | IN SERVICE | SOL7890 | ROYAL SOUTH HANTS HOSPITAL | BRAMBLES WARD-CORRIDOR | PATIENT TRANSFER AID | SARA STEADY | 300243843 | ARJO HUNTLEIGH | PM | 1 | 70
8629 | IN SERVICE | SOL7891 | ROYAL SOUTH HANTS HOSPITAL | BRAMBLES WARD-CORRIDOR | HOIST-CHAIR | CARENDO | NOT FOUND | ARJO HUNTLEIGH | OEM-MEDACO | 1 | 142
8630 | IN SERVICE | SOL7892 | ROYAL SOUTH HANTS HOSPITAL | FANSHAWE WARD | MATTRESS PUMP | NIMBUS 3 | NB344132 | ARJO HUNTLEIGH | PM | 1 | 45
8631 | IN SERVICE | SOL7893 | ROYAL SOUTH HANTS HOSPITAL | FANSHAWE WARD | PATIENT TRANSFER AID | SARA STEADY | 300227460 | ARJO HUNTLEIGH | PM | 1 | 70
8632 | IN SERVICE | SOL7895 | ROYAL SOUTH HANTS HOSPITAL | FANSHAWE WARD | MATTRESS PUMP | NIMBUS 3 | 650000120 | ARJO HUNTLEIGH | PM | 1 | 45
8633 | IN SERVICE | SOL7897 | ROYAL SOUTH HANTS HOSPITAL | FANSHAWE WARD | CHAIR-SHOWER | FREEWAY T-40 | 61145384 | PRISM MEDICAL | PM | 1 | 10
8634 | IN SERVICE | SOL7898 | ROYAL SOUTH HANTS HOSPITAL | FANSHAWE WARD | CHAIR-SHOWER | FREEWAY T-40 | NOT FOUND | PRISM MEDICAL | PM | 1 | 10
8635 | IN SERVICE | SOL7899 | ROYAL SOUTH HANTS HOSPITAL | FANSHAWE WARD | CHAIR-SHOWER | AA1645/09 | N10032574 | HOMECRAFT | PM | 1 | 10
8636 | IN SERVICE | SOL7900 | ROYAL SOUTH HANTS HOSPITAL | FANSHAWE WARD | CHAIR-SHOWER | HENDERSON II | 444447 | JAMES SPENCER | PM | 1 | 10
8637 | IN SERVICE | SOL7903 | ADELAIDE HEALTH CENTRE | CHILDREN COMMUNITY NURSING TEAM-LEVEL 2 | NEBULISER | AC2000 | NOT FOUND | HS CLEMENT CLARKE | PM | 1 | 15
8638 | IN SERVICE | SOL7905 | ADELAIDE HEALTH CENTRE | CHILDREN COMMUNITY NURSING TEAM-LEVEL 2 | PULSE OXIMETER-HANDHELD | N560 | 11114031579 | NELLCOR | PM | 1 | 55
8639 | IN SERVICE | SOL7906 | ADELAIDE HEALTH CENTRE | CHILDREN COMMUNITY NURSING TEAM-LEVEL 2 | SCALE-BABY | 385 | 5385105094038 | SECA LTD | PM | 1 | 15
8640 | IN SERVICE | SOL7911 | ROYAL SOUTH HANTS HOSPITAL | BRAMBLES WARD-LOWER BRAMBLES | SCALE-BABY | 1580 | 10000000068817 | SECA LTD | PM | 1 | 15
8641 | IN SERVICE | SOL7912 | BITTERNE HEALTH CENTRE | COMMUNITY NURSING TEAM | GLUCOMETER | SD CODE FREE | M03TE01AB1989 | SD BIOSENSOR | ASSET ONLY | 1 | NOT TO BE PRICED
8642 | IN SERVICE | SOL7913 | BITTERNE HEALTH CENTRE | COMMUNITY NURSING TEAM | GLUCOMETER | SD CODE FREE | M03TE01AB1990 | SD BIOSENSOR | ASSET ONLY | 1 | NOT TO BE PRICED
8643 | IN SERVICE | SOL7914 | BITTERNE HEALTH CENTRE | COMMUNITY NURSING TEAM | GLUCOMETER | SD CODE FREE | M03TE01AB1988 | SD BIOSENSOR | ASSET ONLY | 1 | NOT TO BE PRICED
8644 | IN SERVICE | SOL7915 | BITTERNE HEALTH CENTRE | COMMUNITY NURSING TEAM | GLUCOMETER | SD CODE FREE | M03TE01AB1995 | SD BIOSENSOR | ASSET ONLY | 1 | NOT TO BE PRICED
8645 | IN SERVICE | SOL7916 | BITTERNE HEALTH CENTRE | COMMUNITY NURSING TEAM | GLUCOMETER | SD CODE FREE | M03TE01AB1986 | SD BIOSENSOR | ASSET ONLY | 1 | NOT TO BE PRICED
8646 | IN SERVICE | SOL7917 | BITTERNE HEALTH CENTRE | COMMUNITY NURSING TEAM | GLUCOMETER | SD CODE FREE | M03TE01AB1994 | SD BIOSENSOR | ASSET ONLY | 1 | NOT TO BE PRICED
8647 | IN SERVICE | SOL7918 | BITTERNE HEALTH CENTRE | COMMUNITY NURSING TEAM | GLUCOMETER | SD CODE FREE | M03TE01AB1993 | SD BIOSENSOR | ASSET ONLY | 1 | NOT TO BE PRICED
8648 | IN SERVICE | SOL7919 | BITTERNE HEALTH CENTRE | COMMUNITY NURSING TEAM | GLUCOMETER | SD CODE FREE | M03TE01AB1992 | SD BIOSENSOR | ASSET ONLY | 1 | NOT TO BE PRICED
8649 | IN SERVICE | SOL7920 | BITTERNE HEALTH CENTRE | COMMUNITY NURSING TEAM | GLUCOMETER | SD CODE FREE | M03TE01AB1987 | SD BIOSENSOR | ASSET ONLY | 1 | NOT TO BE PRICED
8650 | IN SERVICE | SOL7921 | BITTERNE HEALTH CENTRE | COMMUNITY NURSING TEAM | GLUCOMETER | SD CODE FREE | M03TE01AB1984 | SD BIOSENSOR | ASSET ONLY | 1 | NOT TO BE PRICED
8651 | IN SERVICE | SOL7922 | BITTERNE HEALTH CENTRE | COMMUNITY NURSING TEAM | GLUCOMETER | SD CODE FREE | M03TE01AB1957 | SD BIOSENSOR | ASSET ONLY | 1 | NOT TO BE PRICED
8652 | IN SERVICE | SOL7923 | BITTERNE HEALTH CENTRE | COMMUNITY NURSING TEAM | GLUCOMETER | SD CODE FREE | M03TE01AB1952 | SD BIOSENSOR | ASSET ONLY | 1 | NOT TO BE PRICED
8653 | IN SERVICE | SOL7924 | BITTERNE HEALTH CENTRE | COMMUNITY NURSING TEAM | GLUCOMETER | SD CODE FREE | M03TE01AB1958 | SD BIOSENSOR | ASSET ONLY | 1 | NOT TO BE PRICED
8654 | IN SERVICE | SOL7925 | BITTERNE HEALTH CENTRE | COMMUNITY NURSING TEAM | GLUCOMETER | SD CODE FREE | M03TE01AB1959 | SD BIOSENSOR | ASSET ONLY | 1 | NOT TO BE PRICED
8655 | IN SERVICE | SOL7926 | BITTERNE HEALTH CENTRE | COMMUNITY NURSING TEAM | GLUCOMETER | SD CODE FREE | M03TE01AB1969 | SD BIOSENSOR | ASSET ONLY | 1 | NOT TO BE PRICED
8656 | IN SERVICE | SOL7927 | BITTERNE HEALTH CENTRE | COMMUNITY NURSING TEAM | GLUCOMETER | SD CODE FREE | M03TE01AB1951 | SD BIOSENSOR | ASSET ONLY | 1 | NOT TO BE PRICED
8657 | IN SERVICE | SOL7928 | BITTERNE HEALTH CENTRE | COMMUNITY NURSING TEAM | GLUCOMETER | SD CODE FREE | M03TE01AB1960 | SD BIOSENSOR | ASSET ONLY | 1 | NOT TO BE PRICED
8658 | IN SERVICE | SOL7929 | BITTERNE HEALTH CENTRE | COMMUNITY NURSING TEAM | GLUCOMETER | SD CODE FREE | M03TE01AB1955 | SD BIOSENSOR | ASSET ONLY | 1 | NOT TO BE PRICED
8659 | IN SERVICE | SOL7930 | BITTERNE HEALTH CENTRE | COMMUNITY NURSING TEAM | GLUCOMETER | SD CODE FREE | M03TE01AB1954 | SD BIOSENSOR | ASSET ONLY | 1 | NOT TO BE PRICED
8660 | IN SERVICE | SOL7931 | BITTERNE HEALTH CENTRE | COMMUNITY NURSING TEAM | GLUCOMETER | SD CODE FREE | M03TE01AB1953 | SD BIOSENSOR | ASSET ONLY | 1 | NOT TO BE PRICED
8661 | IN SERVICE | SOL7932 | BITTERNE HEALTH CENTRE | COMMUNITY NURSING TEAM | GLUCOMETER | SD CODE FREE | M03TE01AB1962 | SD BIOSENSOR | ASSET ONLY | 1 | NOT TO BE PRICED
8662 | IN SERVICE | SOL7933 | BITTERNE HEALTH CENTRE | COMMUNITY NURSING TEAM | GLUCOMETER | SD CODE FREE | M03TE01AB1977 | SD BIOSENSOR | ASSET ONLY | 1 | NOT TO BE PRICED
8663 | IN SERVICE | SOL7934 | BITTERNE HEALTH CENTRE | COMMUNITY NURSING TEAM | GLUCOMETER | SD CODE FREE | M03TE01AB1978 | SD BIOSENSOR | ASSET ONLY | 1 | NOT TO BE PRICED
8664 | IN SERVICE | SOL7935 | BITTERNE HEALTH CENTRE | COMMUNITY NURSING TEAM | GLUCOMETER | SD CODE FREE | M03TE01AB1979 | SD BIOSENSOR | ASSET ONLY | 1 | NOT TO BE PRICED
8665 | IN SERVICE | SOL7936 | BITTERNE HEALTH CENTRE | COMMUNITY NURSING TEAM | GLUCOMETER | SD CODE FREE | M03TE01AB1974 | SD BIOSENSOR | ASSET ONLY | 1 | NOT TO BE PRICED
8666 | IN SERVICE | SOL7937 | BITTERNE HEALTH CENTRE | COMMUNITY NURSING TEAM | GLUCOMETER | SD CODE FREE | M03TE01AB1975 | SD BIOSENSOR | ASSET ONLY | 1 | NOT TO BE PRICED
8667 | IN SERVICE | SOL7938 | BITTERNE HEALTH CENTRE | COMMUNITY NURSING TEAM | GLUCOMETER | SD CODE FREE | M03TE01AB1976 | SD BIOSENSOR | ASSET ONLY | 1 | NOT TO BE PRICED
8668 | IN SERVICE | SOL7939 | BITTERNE HEALTH CENTRE | COMMUNITY NURSING TEAM | GLUCOMETER | SD CODE FREE | M03TE01AB1971 | SD BIOSENSOR | ASSET ONLY | 1 | NOT TO BE PRICED
8669 | IN SERVICE | SOL7940 | BITTERNE HEALTH CENTRE | COMMUNITY NURSING TEAM | GLUCOMETER | SD CODE FREE | M03TE01AB1972 | SD BIOSENSOR | ASSET ONLY | 1 | NOT TO BE PRICED
8670 | IN SERVICE | SOL7941 | BITTERNE HEALTH CENTRE | COMMUNITY NURSING TEAM | GLUCOMETER | SD CODE FREE | M03TE01AB1973 | SD BIOSENSOR | ASSET ONLY | 1 | NOT TO BE PRICED
8671 | IN SERVICE | SOL7942 | BITTERNE HEALTH CENTRE | COMMUNITY NURSING TEAM | GLUCOMETER | SD CODE FREE | M03TE01AB1961 | SD BIOSENSOR | ASSET ONLY | 1 | NOT TO BE PRICED
8672 | IN SERVICE | SOL7943 | BITTERNE HEALTH CENTRE | COMMUNITY NURSING TEAM | GLUCOMETER | SD CODE FREE | M03TE01AB1968 | SD BIOSENSOR | ASSET ONLY | 1 | NOT TO BE PRICED
8673 | IN SERVICE | SOL7944 | BITTERNE HEALTH CENTRE | COMMUNITY NURSING TEAM | GLUCOMETER | SD CODE FREE | M03TE01AB1963 | SD BIOSENSOR | ASSET ONLY | 1 | NOT TO BE PRICED
8674 | IN SERVICE | SOL7945 | BITTERNE HEALTH CENTRE | COMMUNITY NURSING TEAM | GLUCOMETER | SD CODE FREE | M03TE01AB1970 | SD BIOSENSOR | ASSET ONLY | 1 | NOT TO BE PRICED
8675 | IN SERVICE | SOL7946 | BITTERNE HEALTH CENTRE | COMMUNITY NURSING TEAM | GLUCOMETER | SD CODE FREE | M03TE01AB1956 | SD BIOSENSOR | ASSET ONLY | 1 | NOT TO BE PRICED
8676 | IN SERVICE | SOL7947 | BITTERNE HEALTH CENTRE | COMMUNITY NURSING TEAM | GLUCOMETER | SD CODE FREE | M03TE01AB1964 | SD BIOSENSOR | ASSET ONLY | 1 | NOT TO BE PRICED
8677 | IN SERVICE | SOL7948 | BITTERNE HEALTH CENTRE | COMMUNITY NURSING TEAM | GLUCOMETER | SD CODE FREE | M03TE01AB1966 | SD BIOSENSOR | ASSET ONLY | 1 | NOT TO BE PRICED
8678 | IN SERVICE | SOL7949 | BITTERNE HEALTH CENTRE | COMMUNITY NURSING TEAM | GLUCOMETER | SD CODE FREE | M03TE01AB1965 | SD BIOSENSOR | ASSET ONLY | 1 | NOT TO BE PRICED
8679 | IN SERVICE | SOL7950 | BITTERNE HEALTH CENTRE | COMMUNITY NURSING TEAM | GLUCOMETER | SD CODE FREE | M03TE01AB1967 | SD BIOSENSOR | ASSET ONLY | 1 | NOT TO BE PRICED
8680 | IN SERVICE | SOL7951 | BITTERNE HEALTH CENTRE | COMMUNITY NURSING TEAM | GLUCOMETER | SD CODE FREE | M03TE01AB1980 | SD BIOSENSOR | ASSET ONLY | 1 | NOT TO BE PRICED
8681 | IN SERVICE | SOL7952 | WESTERN COMMUNITY HOSPITAL | WEST COMMUNITY INDEPENDENCE TEAM-WESTERN WING | PULSE OXIMETER-FINGER | GO2 | 502393382 | NONIN | PM | 1 | 15
8682 | IN SERVICE | SOL7953 | WESTERN COMMUNITY HOSPITAL | WEST COMMUNITY INDEPENDENCE TEAM-WESTERN WING | PULSE OXIMETER-FINGER | GO2 | 502393380 | NONIN | PM | 1 | 15
8683 | IN SERVICE | SOL7954 | WESTERN COMMUNITY HOSPITAL | WEST COMMUNITY INDEPENDENCE TEAM-WESTERN WING | PULSE OXIMETER-FINGER | GO2 | 502393379 | NONIN | PM | 1 | 15
8684 | IN SERVICE | SOL7955 | WESTERN COMMUNITY HOSPITAL | WEST COMMUNITY INDEPENDENCE TEAM-WESTERN WING | BLOOD PRESSURE MONITOR | M2 | 20180578164VG | OMRON HEALTHCARE | PM | 1 | 8
8686 | IN SERVICE | SOL7957 | WESTERN COMMUNITY HOSPITAL | WEST COMMUNITY INDEPENDENCE TEAM-WESTERN WING | BLOOD PRESSURE MONITOR | DS5401 | 18060808419 | WELCH ALLYN | PM | 1 | 8
8687 | IN SERVICE | SOL7960 | BATTENBURG AVENUE CLINIC | CHILDREN COMMUNITY NURSING-CHILD NURSING | THERMOMETER | THERMOSCAN PRO 6000 | 13818K50062 | BRAUN | PM | 1 | 15
8688 | IN SERVICE | SOL7961 | MARY ROSE SCHOOL | CHILDREN COMMUNITY NURSING-CHILD NURSING | THERMOMETER | THERMOSCAN PRO 6000 | 13718K50011 | BRAUN | PM | 1 | 15
8689 | IN SERVICE | SOL7962 | BATTENBURG AVENUE CLINIC | CHILDREN COMMUNITY NURSING-CHILD NURSING | THERMOMETER | THERMOSCAN PRO 6000 | 15718K50373 | BRAUN | PM | 1 | 15
8690 | IN SERVICE | SOL7963 | BATTENBURG AVENUE CLINIC | CHILDREN COMMUNITY NURSING-CHILD NURSING | THERMOMETER | THERMOSCAN PRO 6000 | 15718K50354 | BRAUN | PM | 1 | 15
8691 | IN SERVICE | SOL7964 | BATTENBURG AVENUE CLINIC | CHILDREN COMMUNITY NURSING-CHILD NURSING | THERMOMETER | THERMOSCAN PRO 6000 | 16118K50469 | BRAUN | PM | 1 | 15
8692 | IN SERVICE | SOL7965 | BATTENBURG AVENUE CLINIC | CHILDREN COMMUNITY NURSING-CHILD NURSING | THERMOMETER | THERMOSCAN PRO 6000 | 13818K50639 | BRAUN | PM | 1 | 15
8693 | IN SERVICE | SOL7966 | BATTENBURG AVENUE CLINIC | CHILDREN COMMUNITY NURSING-CHILD NURSING | THERMOMETER | THERMOSCAN PRO 6000 | 15718K50234 | BRAUN | PM | 1 | 15
8694 | IN SERVICE | SOL7967 | BATTENBURG AVENUE CLINIC | CHILDREN COMMUNITY NURSING-CHILD NURSING | THERMOMETER | THERMOSCAN PRO 6000 | 14218K52837 | BRAUN | PM | 1 | 15
8695 | IN SERVICE | SOL7972 | BITTERNE HEALTH CENTRE | COMMUNITY NURSING TEAM | GLUCOMETER | SD CODE FREE | M03TE01AB1600 | SD BIOSENSOR | ASSET ONLY | 1 | NOT TO BE PRICED
8696 | IN SERVICE | SOL7973 | BITTERNE HEALTH CENTRE | COMMUNITY NURSING TEAM | GLUCOMETER | SD CODE FREE | M03TE01AB1585 | SD BIOSENSOR | ASSET ONLY | 1 | NOT TO BE PRICED
8697 | IN SERVICE | SOL7974 | BITTERNE HEALTH CENTRE | COMMUNITY NURSING TEAM | GLUCOMETER | SD CODE FREE | M03TE01AB1586 | SD BIOSENSOR | ASSET ONLY | 1 | NOT TO BE PRICED
8698 | IN SERVICE | SOL7975 | BITTERNE HEALTH CENTRE | COMMUNITY NURSING TEAM | GLUCOMETER | SD CODE FREE | M03TE01AB1596 | SD BIOSENSOR | ASSET ONLY | 1 | NOT TO BE PRICED
8699 | IN SERVICE | SOL7976 | BITTERNE HEALTH CENTRE | COMMUNITY NURSING TEAM | GLUCOMETER | SD CODE FREE | M03TE01AB1599 | SD BIOSENSOR | ASSET ONLY | 1 | NOT TO BE PRICED
8700 | IN SERVICE | SOL7977 | BITTERNE HEALTH CENTRE | COMMUNITY NURSING TEAM | GLUCOMETER | SD CODE FREE | M03TE01AB1572 | SD BIOSENSOR | ASSET ONLY | 1 | NOT TO BE PRICED
8701 | IN SERVICE | SOL7978 | BITTERNE HEALTH CENTRE | COMMUNITY NURSING TEAM | GLUCOMETER | SD CODE FREE | M03TE01AB1574 | SD BIOSENSOR | ASSET ONLY | 1 | NOT TO BE PRICED
8702 | IN SERVICE | SOL7979 | BITTERNE HEALTH CENTRE | COMMUNITY NURSING TEAM | GLUCOMETER | SD CODE FREE | M03TE01AB1573 | SD BIOSENSOR | ASSET ONLY | 1 | NOT TO BE PRICED
8703 | IN SERVICE | SOL7980 | BITTERNE HEALTH CENTRE | COMMUNITY NURSING TEAM | GLUCOMETER | SD CODE FREE | M03TE01AB1587 | SD BIOSENSOR | ASSET ONLY | 1 | NOT TO BE PRICED
8704 | IN SERVICE | SOL7981 | BITTERNE HEALTH CENTRE | COMMUNITY NURSING TEAM | GLUCOMETER | SD CODE FREE | M03TE01AB1590 | SD BIOSENSOR | ASSET ONLY | 1 | NOT TO BE PRICED
8705 | IN SERVICE | SOL7982 | BITTERNE HEALTH CENTRE | COMMUNITY NURSING TEAM | GLUCOMETER | SD CODE FREE | M03TE01AB1580 | SD BIOSENSOR | ASSET ONLY | 1 | NOT TO BE PRICED
8706 | IN SERVICE | SOL7983 | BITTERNE HEALTH CENTRE | COMMUNITY NURSING TEAM | GLUCOMETER | SD CODE FREE | M03TE01AB1562 | SD BIOSENSOR | ASSET ONLY | 1 | NOT TO BE PRICED
8707 | IN SERVICE | SOL7984 | BITTERNE HEALTH CENTRE | COMMUNITY NURSING TEAM | GLUCOMETER | SD CODE FREE | M03TE01AB1583 | SD BIOSENSOR | ASSET ONLY | 1 | NOT TO BE PRICED
8708 | IN SERVICE | SOL7985 | BITTERNE HEALTH CENTRE | COMMUNITY NURSING TEAM | GLUCOMETER | SD CODE FREE | M03TE01AB1584 | SD BIOSENSOR | ASSET ONLY | 1 | NOT TO BE PRICED
8709 | IN SERVICE | SOL7986 | BITTERNE HEALTH CENTRE | COMMUNITY NURSING TEAM | GLUCOMETER | SD CODE FREE | M03TE01AB1579 | SD BIOSENSOR | ASSET ONLY | 1 | NOT TO BE PRICED
8710 | IN SERVICE | SOL7987 | BITTERNE HEALTH CENTRE | COMMUNITY NURSING TEAM | GLUCOMETER | SD CODE FREE | M03TE01AB1598 | SD BIOSENSOR | ASSET ONLY | 1 | NOT TO BE PRICED
8711 | IN SERVICE | SOL7988 | BITTERNE HEALTH CENTRE | COMMUNITY NURSING TEAM | GLUCOMETER | SD CODE FREE | M03TE01AB1578 | SD BIOSENSOR | ASSET ONLY | 1 | NOT TO BE PRICED
8712 | IN SERVICE | SOL7989 | BITTERNE HEALTH CENTRE | COMMUNITY NURSING TEAM | GLUCOMETER | SD CODE FREE | M03TE01AB1597 | SD BIOSENSOR | ASSET ONLY | 1 | NOT TO BE PRICED
8713 | IN SERVICE | SOL7990 | BITTERNE HEALTH CENTRE | COMMUNITY NURSING TEAM | GLUCOMETER | SD CODE FREE | M03TE01AB1581 | SD BIOSENSOR | ASSET ONLY | 1 | NOT TO BE PRICED
8714 | IN SERVICE | SOL7991 | BITTERNE HEALTH CENTRE | COMMUNITY NURSING TEAM | GLUCOMETER | SD CODE FREE | M03TE01AB1582 | SD BIOSENSOR | ASSET ONLY | 1 | NOT TO BE PRICED
8715 | IN SERVICE | SOL7992 | BITTERNE HEALTH CENTRE | COMMUNITY NURSING TEAM | GLUCOMETER | SD CODE FREE | M03TE01AB1622 | SD BIOSENSOR | ASSET ONLY | 1 | NOT TO BE PRICED
8716 | IN SERVICE | SOL7993 | BITTERNE HEALTH CENTRE | COMMUNITY NURSING TEAM | GLUCOMETER | SD CODE FREE | M03TE01AB1614 | SD BIOSENSOR | ASSET ONLY | 1 | NOT TO BE PRICED
8717 | IN SERVICE | SOL7994 | BITTERNE HEALTH CENTRE | COMMUNITY NURSING TEAM | GLUCOMETER | SD CODE FREE | M03TE01AB1592 | SD BIOSENSOR | ASSET ONLY | 1 | NOT TO BE PRICED
8718 | IN SERVICE | SOL7995 | BITTERNE HEALTH CENTRE | COMMUNITY NURSING TEAM | GLUCOMETER | SD CODE FREE | M03TE01AB1624 | SD BIOSENSOR | ASSET ONLY | 1 | NOT TO BE PRICED
8719 | IN SERVICE | SOL7996 | BITTERNE HEALTH CENTRE | COMMUNITY NURSING TEAM | GLUCOMETER | SD CODE FREE | M03TE01AB1591 | SD BIOSENSOR | ASSET ONLY | 1 | NOT TO BE PRICED
8720 | IN SERVICE | SOL7997 | BITTERNE HEALTH CENTRE | COMMUNITY NURSING TEAM | GLUCOMETER | SD CODE FREE | M03TE01AB1617 | SD BIOSENSOR | ASSET ONLY | 1 | NOT TO BE PRICED
8721 | IN SERVICE | SOL7998 | BITTERNE HEALTH CENTRE | COMMUNITY NURSING TEAM | GLUCOMETER | SD CODE FREE | M03TE01AB1620 | SD BIOSENSOR | ASSET ONLY | 1 | NOT TO BE PRICED
8722 | IN SERVICE | SOL7999 | BITTERNE HEALTH CENTRE | COMMUNITY NURSING TEAM | GLUCOMETER | SD CODE FREE | M03TE01AB1618 | SD BIOSENSOR | ASSET ONLY | 1 | NOT TO BE PRICED
8723 | IN SERVICE | SOL8000 | BITTERNE HEALTH CENTRE | COMMUNITY NURSING TEAM | GLUCOMETER | SD CODE FREE | M03TE01AB1625 | SD BIOSENSOR | ASSET ONLY | 1 | NOT TO BE PRICED
8724 | IN SERVICE | SOL7958 | BITTERNE HEALTH CENTRE | COMMUNITY NURSING TEAM | GLUCOMETER | SD CODE FREE | M03TE01AB1619 | SD BIOSENSOR | ASSET ONLY | 1 | NOT TO BE PRICED
8725 | IN SERVICE | SOL8019 | BITTERNE HEALTH CENTRE | COMMUNITY NURSING TEAM | GLUCOMETER | SD CODE FREE | M03TE01AB1615 | SD BIOSENSOR | ASSET ONLY | 1 | NOT TO BE PRICED
8726 | IN SERVICE | SOL8020 | BITTERNE HEALTH CENTRE | COMMUNITY NURSING TEAM | GLUCOMETER | SD CODE FREE | M03TE01AB1627 | SD BIOSENSOR | ASSET ONLY | 1 | NOT TO BE PRICED
8727 | IN SERVICE | SOL8021 | BITTERNE HEALTH CENTRE | COMMUNITY NURSING TEAM | GLUCOMETER | SD CODE FREE | M03TE01AB1626 | SD BIOSENSOR | ASSET ONLY | 1 | NOT TO BE PRICED
8728 | IN SERVICE | SOL8022 | BITTERNE HEALTH CENTRE | COMMUNITY NURSING TEAM | GLUCOMETER | SD CODE FREE | M03TE01AB1616 | SD BIOSENSOR | ASSET ONLY | 1 | NOT TO BE PRICED
8729 | IN SERVICE | SOL8023 | BITTERNE HEALTH CENTRE | COMMUNITY NURSING TEAM | GLUCOMETER | SD CODE FREE | M03TE01AB1611 | SD BIOSENSOR | ASSET ONLY | 1 | NOT TO BE PRICED
8730 | IN SERVICE | SOL8024 | BITTERNE HEALTH CENTRE | COMMUNITY NURSING TEAM | GLUCOMETER | SD CODE FREE | M03TE01AB1630 | SD BIOSENSOR | ASSET ONLY | 1 | NOT TO BE PRICED
8731 | IN SERVICE | SOL8025 | BITTERNE HEALTH CENTRE | COMMUNITY NURSING TEAM | GLUCOMETER | SD CODE FREE | M03TE01AB1612 | SD BIOSENSOR | ASSET ONLY | 1 | NOT TO BE PRICED
8732 | IN SERVICE | SOL8026 | BITTERNE HEALTH CENTRE | COMMUNITY NURSING TEAM | GLUCOMETER | SD CODE FREE | M03TE01AB1629 | SD BIOSENSOR | ASSET ONLY | 1 | NOT TO BE PRICED
8733 | IN SERVICE | SOL8027 | BITTERNE HEALTH CENTRE | COMMUNITY NURSING TEAM | GLUCOMETER | SD CODE FREE | M03TE01AB1613 | SD BIOSENSOR | ASSET ONLY | 1 | NOT TO BE PRICED
8734 | IN SERVICE | SOL8028 | BITTERNE HEALTH CENTRE | COMMUNITY NURSING TEAM | GLUCOMETER | SD CODE FREE | M03TE01AB1628 | SD BIOSENSOR | ASSET ONLY | 1 | NOT TO BE PRICED
8735 | IN SERVICE | SOL8029 | BITTERNE HEALTH CENTRE | COMMUNITY NURSING TEAM | GLUCOMETER | SD CODE FREE | M03TE01AB1601 | SD BIOSENSOR | ASSET ONLY | 1 | NOT TO BE PRICED
8736 | IN SERVICE | SOL8030 | BITTERNE HEALTH CENTRE | COMMUNITY NURSING TEAM | GLUCOMETER | SD CODE FREE | M03TE01AB1588 | SD BIOSENSOR | ASSET ONLY | 1 | NOT TO BE PRICED
8737 | IN SERVICE | SOL8031 | BITTERNE HEALTH CENTRE | COMMUNITY NURSING TEAM | GLUCOMETER | SD CODE FREE | M03TE01AB1602 | SD BIOSENSOR | ASSET ONLY | 1 | NOT TO BE PRICED
8738 | IN SERVICE | SOL8032 | BITTERNE HEALTH CENTRE | COMMUNITY NURSING TEAM | GLUCOMETER | SD CODE FREE | M03TE01AB1577 | SD BIOSENSOR | ASSET ONLY | 1 | NOT TO BE PRICED
8739 | IN SERVICE | SOL8033 | BITTERNE HEALTH CENTRE | COMMUNITY NURSING TEAM | GLUCOMETER | SD CODE FREE | M03TE01AB1607 | SD BIOSENSOR | ASSET ONLY | 1 | NOT TO BE PRICED
8740 | IN SERVICE | SOL8034 | BITTERNE HEALTH CENTRE | COMMUNITY NURSING TEAM | GLUCOMETER | SD CODE FREE | M03TE01AB1604 | SD BIOSENSOR | ASSET ONLY | 1 | NOT TO BE PRICED
8741 | IN SERVICE | SOL8035 | BITTERNE HEALTH CENTRE | COMMUNITY NURSING TEAM | GLUCOMETER | SD CODE FREE | M03TE01AB1605 | SD BIOSENSOR | ASSET ONLY | 1 | NOT TO BE PRICED
8742 | IN SERVICE | SOL8036 | BITTERNE HEALTH CENTRE | COMMUNITY NURSING TEAM | GLUCOMETER | SD CODE FREE | M03TE01AB1589 | SD BIOSENSOR | ASSET ONLY | 1 | NOT TO BE PRICED
8743 | IN SERVICE | SOL8037 | BITTERNE HEALTH CENTRE | COMMUNITY NURSING TEAM | GLUCOMETER | SD CODE FREE | M03TE01AB1575 | SD BIOSENSOR | ASSET ONLY | 1 | NOT TO BE PRICED
8744 | IN SERVICE | SOL8038 | BITTERNE HEALTH CENTRE | COMMUNITY NURSING TEAM | GLUCOMETER | SD CODE FREE | M03TE01AB1603 | SD BIOSENSOR | ASSET ONLY | 1 | NOT TO BE PRICED
8745 | IN SERVICE | SOL8039 | BITTERNE HEALTH CENTRE | COMMUNITY NURSING TEAM | GLUCOMETER | SD CODE FREE | M03TE01AB1576 | SD BIOSENSOR | ASSET ONLY | 1 | NOT TO BE PRICED
8746 | IN SERVICE | SOL8040 | BITTERNE HEALTH CENTRE | COMMUNITY NURSING TEAM | GLUCOMETER | SD CODE FREE | M03TE01AB1593 | SD BIOSENSOR | ASSET ONLY | 1 | NOT TO BE PRICED
8747 | IN SERVICE | SOL8041 | BITTERNE HEALTH CENTRE | COMMUNITY NURSING TEAM | GLUCOMETER | SD CODE FREE | M03TE01AB1610 | SD BIOSENSOR | ASSET ONLY | 1 | NOT TO BE PRICED
8748 | IN SERVICE | SOL8042 | BITTERNE HEALTH CENTRE | COMMUNITY NURSING TEAM | GLUCOMETER | SD CODE FREE | M03TE01AB1606 | SD BIOSENSOR | ASSET ONLY | 1 | NOT TO BE PRICED
8749 | IN SERVICE | SOL8043 | BITTERNE HEALTH CENTRE | COMMUNITY NURSING TEAM | GLUCOMETER | SD CODE FREE | M03TE01AB1609 | SD BIOSENSOR | ASSET ONLY | 1 | NOT TO BE PRICED
8750 | IN SERVICE | SOL8044 | BITTERNE HEALTH CENTRE | COMMUNITY NURSING TEAM | GLUCOMETER | SD CODE FREE | M03TE01AB1623 | SD BIOSENSOR | ASSET ONLY | 1 | NOT TO BE PRICED
8751 | IN SERVICE | SOL8045 | BITTERNE HEALTH CENTRE | COMMUNITY NURSING TEAM | GLUCOMETER | SD CODE FREE | M03TE01AB1608 | SD BIOSENSOR | ASSET ONLY | 1 | NOT TO BE PRICED
8752 | IN SERVICE | SOL8046 | BITTERNE HEALTH CENTRE | COMMUNITY NURSING TEAM | GLUCOMETER | SD CODE FREE | M03TE01AB1621 | SD BIOSENSOR | ASSET ONLY | 1 | NOT TO BE PRICED
8753 | IN SERVICE | SOL8047 | BITTERNE HEALTH CENTRE | COMMUNITY NURSING TEAM | GLUCOMETER | SD CODE FREE | M03TE01AB1594 | SD BIOSENSOR | ASSET ONLY | 1 | NOT TO BE PRICED
8754 | IN SERVICE | SOL8048 | BITTERNE HEALTH CENTRE | COMMUNITY NURSING TEAM | GLUCOMETER | SD CODE FREE | M03TE01AB1595 | SD BIOSENSOR | ASSET ONLY | 1 | NOT TO BE PRICED
8755 | IN SERVICE | SOL8049 | BITTERNE HEALTH CENTRE | COMMUNITY NURSING TEAM | GLUCOMETER | SD CODE FREE | M03TE01AB1555 | SD BIOSENSOR | ASSET ONLY | 1 | NOT TO BE PRICED
8756 | IN SERVICE | SOL8050 | BITTERNE HEALTH CENTRE | COMMUNITY NURSING TEAM | GLUCOMETER | SD CODE FREE | M03TE01AB1552 | SD BIOSENSOR | ASSET ONLY | 1 | NOT TO BE PRICED
8757 | IN SERVICE | SOL8051 | BITTERNE HEALTH CENTRE | COMMUNITY NURSING TEAM | GLUCOMETER | SD CODE FREE | M03TE01AB1554 | SD BIOSENSOR | ASSET ONLY | 1 | NOT TO BE PRICED
8758 | IN SERVICE | SOL8052 | BITTERNE HEALTH CENTRE | COMMUNITY NURSING TEAM | GLUCOMETER | SD CODE FREE | M03TE01AB1553 | SD BIOSENSOR | ASSET ONLY | 1 | NOT TO BE PRICED
8759 | IN SERVICE | SOL8053 | BITTERNE HEALTH CENTRE | COMMUNITY NURSING TEAM | GLUCOMETER | SD CODE FREE | M03TE01AB1551 | SD BIOSENSOR | ASSET ONLY | 1 | NOT TO BE PRICED
8760 | IN SERVICE | SOL8055 | BITTERNE HEALTH CENTRE | COMMUNITY NURSING TEAM | GLUCOMETER | SD CODE FREE | M03TE01AB1558 | SD BIOSENSOR | ASSET ONLY | 1 | NOT TO BE PRICED
8761 | IN SERVICE | SOL8056 | BITTERNE HEALTH CENTRE | COMMUNITY NURSING TEAM | GLUCOMETER | SD CODE FREE | M03TE01AB1559 | SD BIOSENSOR | ASSET ONLY | 1 | NOT TO BE PRICED
8762 | IN SERVICE | SOL8057 | BITTERNE HEALTH CENTRE | COMMUNITY NURSING TEAM | GLUCOMETER | SD CODE FREE | M03TE01AB1556 | SD BIOSENSOR | ASSET ONLY | 1 | NOT TO BE PRICED
8763 | IN SERVICE | SOL8058 | BITTERNE HEALTH CENTRE | COMMUNITY NURSING TEAM | GLUCOMETER | SD CODE FREE | M03TE01AB1565 | SD BIOSENSOR | ASSET ONLY | 1 | NOT TO BE PRICED
8764 | IN SERVICE | SOL8059 | BITTERNE HEALTH CENTRE | COMMUNITY NURSING TEAM | GLUCOMETER | SD CODE FREE | M03TE01AB1564 | SD BIOSENSOR | ASSET ONLY | 1 | NOT TO BE PRICED
8765 | IN SERVICE | SOL8060 | BITTERNE HEALTH CENTRE | COMMUNITY NURSING TEAM | GLUCOMETER | SD CODE FREE | M03TE01AB1571 | SD BIOSENSOR | ASSET ONLY | 1 | NOT TO BE PRICED
8766 | IN SERVICE | SOL8061 | BITTERNE HEALTH CENTRE | COMMUNITY NURSING TEAM | GLUCOMETER | SD CODE FREE | M03TE01AB1563 | SD BIOSENSOR | ASSET ONLY | 1 | NOT TO BE PRICED
8767 | IN SERVICE | SOL8062 | BITTERNE HEALTH CENTRE | COMMUNITY NURSING TEAM | GLUCOMETER | SD CODE FREE | M03TE01AB1570 | SD BIOSENSOR | ASSET ONLY | 1 | NOT TO BE PRICED
8768 | IN SERVICE | SOL8063 | BITTERNE HEALTH CENTRE | COMMUNITY NURSING TEAM | GLUCOMETER | SD CODE FREE | M03TE01AB1569 | SD BIOSENSOR | ASSET ONLY | 1 | NOT TO BE PRICED
8769 | IN SERVICE | SOL8064 | BITTERNE HEALTH CENTRE | COMMUNITY NURSING TEAM | GLUCOMETER | SD CODE FREE | M03TE01AB1568 | SD BIOSENSOR | ASSET ONLY | 1 | NOT TO BE PRICED
8770 | IN SERVICE | SOL8065 | BITTERNE HEALTH CENTRE | COMMUNITY NURSING TEAM | GLUCOMETER | SD CODE FREE | M03TE01AB1567 | SD BIOSENSOR | ASSET ONLY | 1 | NOT TO BE PRICED
8771 | IN SERVICE | SOL8066 | BITTERNE HEALTH CENTRE | COMMUNITY NURSING TEAM | GLUCOMETER | SD CODE FREE | M03TE01AB1560 | SD BIOSENSOR | ASSET ONLY | 1 | NOT TO BE PRICED
8772 | IN SERVICE | SOL8067 | BITTERNE HEALTH CENTRE | COMMUNITY NURSING TEAM | GLUCOMETER | SD CODE FREE | M03TE01AB1566 | SD BIOSENSOR | ASSET ONLY | 1 | NOT TO BE PRICED
8773 | IN SERVICE | SOL8068 | BITTERNE HEALTH CENTRE | COMMUNITY NURSING TEAM | GLUCOMETER | SD CODE FREE | M03TE01AB1561 | SD BIOSENSOR | ASSET ONLY | 1 | NOT TO BE PRICED
8774 | IN SERVICE | SOL8069 | BATTENBURG AVENUE CLINIC | CHILDREN COMMUNITY NURSING-CHILD NURSING | PULSE OXIMETER-HANDHELD | PM10N | MBP1809789 | COVIDIEN | PM | 1 | 55
8775 | IN SERVICE | SOL8070 | BATTENBURG AVENUE CLINIC | CHILDREN COMMUNITY NURSING-CHILD NURSING | PULSE OXIMETER-HANDHELD | PM10N | MBP1809785 | COVIDIEN | PM | 1 | 55
8776 | IN SERVICE | SOL8071 | BATTENBURG AVENUE CLINIC | CHILDREN COMMUNITY NURSING-CHILD NURSING | PULSE OXIMETER-HANDHELD | PM10N | MBP1809790 | COVIDIEN | PM | 1 | 55
8777 | IN SERVICE | SOL8072 | BATTENBURG AVENUE CLINIC | CHILDREN COMMUNITY NURSING-CHILD NURSING | PULSE OXIMETER-HANDHELD | PM10N | MBP1809794 | COVIDIEN | PM | 1 | 55
8778 | IN SERVICE | SOL8073 | BATTENBURG AVENUE CLINIC | CHILDREN COMMUNITY NURSING-CHILD NURSING | PULSE OXIMETER-HANDHELD | PM10N | MBP1809786 | COVIDIEN | PM | 1 | 55
8779 | IN SERVICE | SOL8074 | BATTENBURG AVENUE CLINIC | CHILDREN COMMUNITY NURSING-CHILD NURSING | PULSE OXIMETER-HANDHELD | PM10N | MBP1809787 | COVIDIEN | PM | 1 | 55
8780 | IN SERVICE | SOL8075 | BATTENBURG AVENUE CLINIC | CHILDREN COMMUNITY NURSING-CHILD NURSING | PULSE OXIMETER-HANDHELD | PM10N | MBP1809788 | COVIDIEN | PM | 1 | 55
8781 | IN SERVICE | SOL8076 | BATTENBURG AVENUE CLINIC | CHILDREN COMMUNITY NURSING-CHILD NURSING | PULSE OXIMETER-HANDHELD | PM10N | MBP1809792 | COVIDIEN | PM | 1 | 55
8782 | IN SERVICE | SOL8077 | BATTENBURG AVENUE CLINIC | CHILDREN COMMUNITY NURSING-CHILD NURSING | PULSE OXIMETER-HANDHELD | PM10N | MBP1809793 | COVIDIEN | PM | 1 | 55
8784 | IN SERVICE | SOL8079 | ST MARY'S COMMUNITY HEALTH CAMPUS | COMMUNITY NURSING TEAM | THERMOMETER | ET-100A | NOT FOUND | TIMESCO | PM | 1 | 15
8785 | IN SERVICE | SOL8080 | ST MARY'S COMMUNITY HEALTH CAMPUS | COMMUNITY NURSING TEAM | THERMOMETER | ET-100A | NOT FOUND | TIMESCO | PM | 1 | 15
8786 | IN SERVICE | SOL8081 | ST MARY'S COMMUNITY HEALTH CAMPUS | COMMUNITY NURSING TEAM | THERMOMETER | ET-100A | NOT FOUND | TIMESCO | PM | 1 | 15
8787 | IN SERVICE | SOL8082 | ST MARY'S COMMUNITY HEALTH CAMPUS | COMMUNITY NURSING TEAM | THERMOMETER | ET-100A | NOT FOUND | TIMESCO | PM | 1 | 15
8788 | IN SERVICE | SOL8083 | ST MARY'S COMMUNITY HEALTH CAMPUS | COMMUNITY NURSING TEAM | THERMOMETER | ET-100A | NOT FOUND | TIMESCO | PM | 1 | 15
8789 | IN SERVICE | SOL8084 | ST MARY'S COMMUNITY HEALTH CAMPUS | COMMUNITY NURSING TEAM | THERMOMETER | ET-100A | NOT FOUND | TIMESCO | PM | 1 | 15
8790 | IN SERVICE | SOL8085 | ST MARY'S COMMUNITY HEALTH CAMPUS | COMMUNITY NURSING TEAM | THERMOMETER | ET-100A | NOT FOUND | TIMESCO | PM | 1 | 15
8791 | IN SERVICE | SOL8086 | ST MARY'S COMMUNITY HEALTH CAMPUS | COMMUNITY NURSING TEAM | THERMOMETER | ET-100A | NOT FOUND | TIMESCO | PM | 1 | 15
8792 | IN SERVICE | SOL8088 | ST MARY'S COMMUNITY HEALTH CAMPUS | COMMUNITY NURSING TEAM | THERMOMETER | ET-100A | NOT FOUND | TIMESCO | PM | 1 | 15
8793 | IN SERVICE | SOL8089 | ST MARY'S COMMUNITY HEALTH CAMPUS | COMMUNITY NURSING TEAM | THERMOMETER | ET-100A | NOT FOUND | TIMESCO | PM | 1 | 15
8794 | IN SERVICE | SOL8090 | ST MARY'S COMMUNITY HEALTH CAMPUS | COMMUNITY NURSING TEAM | THERMOMETER | ET-100A | NOT FOUND | TIMESCO | PM | 1 | 15
8795 | IN SERVICE | SOL8091 | ST MARY'S COMMUNITY HEALTH CAMPUS | COMMUNITY NURSING TEAM | THERMOMETER | ET-100A | NOT FOUND | TIMESCO | PM | 1 | 15
8796 | IN SERVICE | SOL8092 | ST MARY'S COMMUNITY HEALTH CAMPUS | COMMUNITY NURSING TEAM | THERMOMETER | ET-100A | NOT FOUND | TIMESCO | PM | 1 | 15
8797 | IN SERVICE | SOL8093 | ST MARY'S COMMUNITY HEALTH CAMPUS | COMMUNITY NURSING TEAM | THERMOMETER | ET-100A | NOT FOUND | TIMESCO | PM | 1 | 15
8798 | IN SERVICE | SOL8094 | ST MARY'S COMMUNITY HEALTH CAMPUS | COMMUNITY NURSING TEAM | PULSE OXIMETER-FINGER | MD300C2 | 182244201165 | BEIJING CHOICE ELECTRONICS | PM | 1 | 15
8799 | IN SERVICE | SOL8095 | ST MARY'S COMMUNITY HEALTH CAMPUS | COMMUNITY NURSING TEAM | PULSE OXIMETER-FINGER | MD300C2 | 182244201167 | BEIJING CHOICE ELECTRONICS | PM | 1 | 15
8800 | IN SERVICE | SOL8096 | ST MARY'S COMMUNITY HEALTH CAMPUS | COMMUNITY NURSING TEAM | PULSE OXIMETER-FINGER | MD300C2 | 182244201168 | BEIJING CHOICE ELECTRONICS | PM | 1 | 15
8801 | IN SERVICE | SOL8097 | ST MARY'S COMMUNITY HEALTH CAMPUS | COMMUNITY NURSING TEAM | PULSE OXIMETER-FINGER | MD300C2 | 182244201169 | BEIJING CHOICE ELECTRONICS | PM | 1 | 15
8802 | IN SERVICE | SOL8098 | ST MARY'S COMMUNITY HEALTH CAMPUS | COMMUNITY NURSING TEAM | PULSE OXIMETER-FINGER | MD300C2 | 182244201170 | BEIJING CHOICE ELECTRONICS | PM | 1 | 15
8803 | IN SERVICE | SOL8099 | ST MARY'S COMMUNITY HEALTH CAMPUS | COMMUNITY NURSING TEAM | PULSE OXIMETER-FINGER | MD300C2 | 182244201109 | BEIJING CHOICE ELECTRONICS | PM | 1 | 15
8804 | IN SERVICE | SOL8100 | ST MARY'S COMMUNITY HEALTH CAMPUS | COMMUNITY NURSING TEAM | PULSE OXIMETER-FINGER | MD300C2 | 182244201107 | BEIJING CHOICE ELECTRONICS | PM | 1 | 15
8805 | IN SERVICE | SOL8101 | ST MARY'S COMMUNITY HEALTH CAMPUS | COMMUNITY NURSING TEAM | PULSE OXIMETER-FINGER | MD300C2 | 182244201105 | BEIJING CHOICE ELECTRONICS | PM | 1 | 15
8806 | IN SERVICE | SOL8102 | ST MARY'S COMMUNITY HEALTH CAMPUS | COMMUNITY NURSING TEAM | PULSE OXIMETER-FINGER | MD300C2 | 182244201103 | BEIJING CHOICE ELECTRONICS | PM | 1 | 15
8807 | IN SERVICE | SOL8103 | ST MARY'S COMMUNITY HEALTH CAMPUS | COMMUNITY NURSING TEAM | PULSE OXIMETER-FINGER | MD300C2 | 182244201101 | BEIJING CHOICE ELECTRONICS | PM | 1 | 15
8808 | IN SERVICE | SOL8104 | ST MARY'S COMMUNITY HEALTH CAMPUS | COMMUNITY NURSING TEAM | PULSE OXIMETER-FINGER | MD300C2 | 182244201108 | BEIJING CHOICE ELECTRONICS | PM | 1 | 15
8809 | IN SERVICE | SOL8105 | ST MARY'S COMMUNITY HEALTH CAMPUS | COMMUNITY NURSING TEAM | PULSE OXIMETER-FINGER | MD300C2 | 182244201106 | BEIJING CHOICE ELECTRONICS | PM | 1 | 15
8810 | IN SERVICE | SOL8106 | ST MARY'S COMMUNITY HEALTH CAMPUS | COMMUNITY NURSING TEAM | PULSE OXIMETER-FINGER | MD300C2 | 182244201104 | BEIJING CHOICE ELECTRONICS | PM | 1 | 15
8811 | IN SERVICE | SOL8107 | ST MARY'S COMMUNITY HEALTH CAMPUS | COMMUNITY NURSING TEAM | PULSE OXIMETER-FINGER | MD300C2 | 182244201102 | BEIJING CHOICE ELECTRONICS | PM | 1 | 15
8812 | IN SERVICE | SOL8108 | ST MARY'S COMMUNITY HEALTH CAMPUS | COMMUNITY NURSING TEAM | PULSE OXIMETER-FINGER | MD300C2 | 182244201110 | BEIJING CHOICE ELECTRONICS | PM | 1 | 15
8813 | IN SERVICE | SOL8109 | ST MARY'S COMMUNITY HEALTH CAMPUS | COMMUNITY NURSING TEAM | THERMOMETER | ET-100A | NOT FOUND | TIMESCO | PM | 1 | 15
8814 | IN SERVICE | SOL8110 | ST MARY'S COMMUNITY HEALTH CAMPUS | COMMUNITY NURSING TEAM | THERMOMETER | ET-100A | NOT FOUND | TIMESCO | PM | 1 | 15
8815 | IN SERVICE | SOL8111 | ST MARY'S COMMUNITY HEALTH CAMPUS | COMMUNITY NURSING TEAM | THERMOMETER | ET-100A | NOT FOUND | TIMESCO | PM | 1 | 15
8816 | IN SERVICE | SOL8112 | ST MARY'S COMMUNITY HEALTH CAMPUS | COMMUNITY NURSING TEAM | THERMOMETER | ET-100A | NOT FOUND | TIMESCO | PM | 1 | 15
8817 | IN SERVICE | SOL8113 | ST MARY'S COMMUNITY HEALTH CAMPUS | COMMUNITY NURSING TEAM | THERMOMETER | ET-100A | NOT FOUND | TIMESCO | PM | 1 | 15
8818 | IN SERVICE | SOL8117 | BITTERNE HEALTH CENTRE | CARDIAC SERVICES-CONSULTING ROOM | BLOOD PRESSURE MONITOR | HS-20A | 502870 | HONSUN CO LTD | PM | 1 | 8
8819 | IN SERVICE | SOL8118 | BITTERNE HEALTH CENTRE | COMMUNITY NURSING TEAM | PULSE OXIMETER-FINGER | 9006368 | 154419901424 | HENRY SCHEIN | PM | 1 | 15
8820 | IN SERVICE | SOL8119 | BITTERNE HEALTH CENTRE | COMMUNITY NURSING TEAM | THERMOMETER | THERMOSCAN IRT 6020 | 23515K41403 | BRAUN | PM | 1 | 15
8821 | IN SERVICE | SOL8121 | BITTERNE HEALTH CENTRE | COMMUNITY NURSING TEAM | GLUCOMETER | NEXUS GLUCO RX | 4277117210150190 | TAIDOC TECHNOLOGY | ASSET ONLY | 1 | NOT TO BE PRICED
8822 | IN SERVICE | SOL8122 | BITTERNE HEALTH CENTRE | COMMUNITY NURSING TEAM | PULSE OXIMETER-FINGER | 9006368 | 152319901143 | HENRY SCHEIN | PM | 1 | 15
8823 | IN SERVICE | SOL8124 | CROWN HEIGHTS | SEXUAL HEALTH | MEDICAL FRIDGE | PE207C | 20600010444441700 | LEC MEDICAL | PM | 1 | NOT TO BE PRICED
8824 | IN SERVICE | SOL8126 | BITTERNE HEALTH CENTRE | COMMUNITY NURSING TEAM | THERMOMETER | THERMOSCAN IRT 6020 | 18315K42524 | BRAUN | PM | 1 | 15
8825 | IN SERVICE | SOL8129 | BITTERNE HEALTH CENTRE | COMMUNITY NURSING TEAM | THERMOMETER | THERMOSCAN IRT 6020 | 18215K49090 | BRAUN | PM | 1 | 15
8826 | IN SERVICE | SOL8131 | BITTERNE HEALTH CENTRE | COMMUNITY NURSING TEAM | PULSE OXIMETER-FINGER | 9006368 | 152319900338 | HENRY SCHEIN | PM | 1 | 15
8827 | IN SERVICE | SOL8132 | BITTERNE HEALTH CENTRE | COMMUNITY NURSING TEAM | THERMOMETER | THERMOSCAN IRT 6020 | 18915K42800 | BRAUN | PM | 1 | 15
8828 | IN SERVICE | SOL8133 | BITTERNE HEALTH CENTRE | COMMUNITY NURSING TEAM | THERMOMETER | THERMOSCAN IRT 6020 | 18915K34296 | BRAUN | PM | 1 | 15
8829 | IN SERVICE | SOL8138 | WESTERN COMMUNITY HOSPITAL | SNOWDON WARD-MAIN BLOCK | WHEELCHAIR | REA AZALEA TRANSIT | 20912982526 | INVACARE | PM | 1 | 20
8830 | IN SERVICE | SOL8139 | WESTERN COMMUNITY HOSPITAL | SNOWDON WARD-MAIN BLOCK | WHEELCHAIR | BEN NG | 16AFM070795 | INVACARE | PM | 1 | 20
8831 | IN SERVICE | SOL8140 | WESTERN COMMUNITY HOSPITAL | SNOWDON WARD-MAIN BLOCK | WHEELCHAIR | NSV RANGER 9TRL | T009951 | R HEALTHCARE | PM | 1 | 20
8832 | IN SERVICE | SOL8141 | WESTERN COMMUNITY HOSPITAL | SNOWDON WARD-MAIN BLOCK | WHEELCHAIR | LOMAX | U8H172009083118 | SUNRISE MEDICAL | PM | 1 | 20
8833 | IN SERVICE | SOL8142 | WESTERN COMMUNITY HOSPITAL | SNOWDON WARD-MAIN BLOCK | WHEELCHAIR | LAWC001 | Y13040180 | DRIVE DEVILBISS | PM | 1 | 20
8834 | IN SERVICE | SOL8143 | ST MARY'S COMMUNITY HEALTH CAMPUS | THE TURNER CENTRE-HOME OXYGEN TEAM | BREATH ANALYSER | MICRO+ | CM909091 | BEDFONT SCIENTIFIC | PM | 1 | 95
8836 | IN SERVICE | SOL8148 | CEDAR SCHOOL | SCHOOL NURSES-NURSES ROOM | PULSE OXIMETER-FINGER | CMS50D+ | NOT FOUND | CONTEC MEDICAL | PM | 1 | 15
8837 | IN SERVICE | SOL8149 | CEDAR SCHOOL | SCHOOL NURSES-NURSES ROOM | GLUCOMETER | ACCU-CHEK AVIVA | 53737605818 | ROCHE DIAGNOSTICS | ASSET ONLY | 1 | NOT TO BE PRICED
8838 | IN SERVICE | SOL8150 | CEDAR SCHOOL | SCHOOL NURSES-NURSES ROOM | GLUCOMETER | ACCU-CHEK AVIVA | 53734520407 | ROCHE DIAGNOSTICS | ASSET ONLY | 1 | NOT TO BE PRICED
8839 | IN SERVICE | SOL2156 | CEDAR SCHOOL | SCHOOL NURSES-NURSES ROOM | GLUCOMETER | SD CODE FREE | M03TC02AD6604 | SD BIOSENSOR | ASSET ONLY | 1 | NOT TO BE PRICED
8840 | IN SERVICE | SOL8152 | BITTERNE HEALTH CENTRE | EAST COMMUNITY INDEPENDENCE TEAM-WESTWOOD HOUSE | TENS MACHINE | BIO TENS | 481930 | HENLEYS MEDICAL SUPPLIES LTD | PM | 1 | 25
8841 | IN SERVICE | SOL8154 | BITTERNE HEALTH CENTRE | EAST COMMUNITY INDEPENDENCE TEAM-WESTWOOD HOUSE | SPHYGMOMANOMETER | SHOCK RESISTANT | 180703074338 | WELCH ALLYN | PM | 1 | 8
8842 | IN SERVICE | SOL8155 | BITTERNE HEALTH CENTRE | EAST COMMUNITY INDEPENDENCE TEAM-WESTWOOD HOUSE | SPHYGMOMANOMETER | SHOCK RESISTANT | 180630061739 | WELCH ALLYN | PM | 1 | 8
8843 | IN SERVICE | SOL8156 | BITTERNE HEALTH CENTRE | EAST COMMUNITY INDEPENDENCE TEAM-WESTWOOD HOUSE | BLOOD PRESSURE MONITOR | TOPAZ | NOT FOUND | TIMESCO | PM | 1 | 8
8844 | IN SERVICE | SOL8157 | BITTERNE HEALTH CENTRE | EAST COMMUNITY INDEPENDENCE TEAM-WESTWOOD HOUSE | BLOOD PRESSURE MONITOR | UA-1020 | 5110603965 | A&D INSTRUMENTS | PM | 1 | 8
8845 | IN SERVICE | SOL8158 | BITTERNE HEALTH CENTRE | EAST COMMUNITY INDEPENDENCE TEAM-WESTWOOD HOUSE | BLOOD PRESSURE MONITOR | UA-1020 | 5110603970 | A&D INSTRUMENTS | PM | 1 | 8
8846 | IN SERVICE | SOL8159 | BITTERNE HEALTH CENTRE | EAST COMMUNITY INDEPENDENCE TEAM-WESTWOOD HOUSE | SCALES | 761 | 5761011177649 | SECA LTD | PM | 1 | 15
8847 | IN SERVICE | SOL8160 | BITTERNE HEALTH CENTRE | COMMUNITY NURSING TEAM | BLOOD PRESSURE MONITOR | PRESSOSTABIL | 2051218 | WELCH ALLYN | PM | 1 | 8
8848 | IN SERVICE | SOL8161 | BITTERNE HEALTH CENTRE | COMMUNITY NURSING TEAM | SPHYGMOMANOMETER | SHOCK RESISTANT | 141115024318 | WELCH ALLYN | PM | 1 | 8
8849 | IN SERVICE | SOL8162 | BITTERNE HEALTH CENTRE | COMMUNITY NURSING TEAM | BLOOD PRESSURE MONITOR | UA-767 | 5160100515 | A&D INSTRUMENTS | PM | 1 | 8
8850 | IN SERVICE | SOL8163 | BITTERNE HEALTH CENTRE | COMMUNITY NURSING TEAM | GLUCOMETER | NEXUS GLUCO RX | 427711226004412B | TAIDOC TECHNOLOGY | ASSET ONLY | 1 | NOT TO BE PRICED
8851 | IN SERVICE | SOL8166 | ROYAL SOUTH HANTS HOSPITAL | COMMUNITY PAEDIATRIC MEDICAL SERVICES | OTOSCOPE | STANDARD | NOT FOUND | KEELER | PM | 1 | 5
8852 | IN SERVICE | SOL8167 | ROYAL SOUTH HANTS HOSPITAL | COMMUNITY PAEDIATRIC MEDICAL SERVICES | SCALES | 835 | 5835305084933 | SECA LTD | PM | 1 | 15
8854 | IN SERVICE | SOL8169 | ROYAL SOUTH HANTS HOSPITAL | COMMUNITY PAEDIATRIC MEDICAL SERVICES | BLOOD PRESSURE MONITOR | HEM-907E | 20110300046AF | OMRON HEALTHCARE | PM | 1 | 8
8855 | IN SERVICE | SOL8170 | ROYAL SOUTH HANTS HOSPITAL | COMMUNITY PAEDIATRIC MEDICAL SERVICES | OTOSCOPE | STANDARD | NOT FOUND | KEELER | PM | 1 | 5
8856 | IN SERVICE | SOL8171 | ROYAL SOUTH HANTS HOSPITAL | COMMUNITY PAEDIATRIC MEDICAL SERVICES | PLINTH | A2256/8/3HS | IPS-50610 | ARJO HUNTLEIGH | PM | 1 | 35
8857 | IN SERVICE | SOL8173 | ROYAL SOUTH HANTS HOSPITAL | FANSHAWE WARD | BED SENSOR | RG2 | 114265 | RAMBLEGARD | PM | 1 | 10
8858 | IN SERVICE | SOL8174 | ROYAL SOUTH HANTS HOSPITAL | FANSHAWE WARD | BED SENSOR | RG2 | 114264 | RAMBLEGARD | PM | 1 | 10
8859 | IN SERVICE | SOL8175 | ROYAL SOUTH HANTS HOSPITAL | FANSHAWE WARD | BED SENSOR | RG2 | 14033-413 | RAMBLEGARD | PM | 1 | 10
8860 | IN SERVICE | SOL8176 | ROYAL SOUTH HANTS HOSPITAL | FANSHAWE WARD | BED SENSOR | RG2 | RG2-09170639 | RAMBLEGARD | PM | 1 | 10
8861 | IN SERVICE | SOL8177 | ROYAL SOUTH HANTS HOSPITAL | FANSHAWE WARD | BED SENSOR | RG2 | RG2-09170638 | RAMBLEGARD | PM | 1 | 10
8862 | IN SERVICE | SOL8178 | ROYAL SOUTH HANTS HOSPITAL | FANSHAWE WARD | BED SENSOR | RG2 | RG2-09170640 | RAMBLEGARD | PM | 1 | 10
8863 | IN SERVICE | SOL8179 | ROYAL SOUTH HANTS HOSPITAL | FANSHAWE WARD | BED SENSOR | RG2 | RG2-09170641 | RAMBLEGARD | PM | 1 | 10
8865 | IN SERVICE | SOL8184 | ROYAL SOUTH HANTS HOSPITAL | BRAMBLES WARD-CORRIDOR | WHEELCHAIR | U9H1917BLK12MSF | U9H192017122020 | SUNRISE MEDICAL | PM | 1 | 20
8866 | IN SERVICE | SOL8189 | ST MARY'S COMMUNITY HEALTH CAMPUS | COMMUNITY NURSING TEAM | INFUSION PUMP-SYRINGE | T34 | S22540 | CME MCKINLEY | PM | 1 | 55
8867 | IN SERVICE | SOL8190 | ST MARY'S COMMUNITY HEALTH CAMPUS | COMMUNITY NURSING TEAM | THERMOMETER | THERMOSCAN IRT4520 | 09413K16295 | BRAUN | PM | 1 | 15
8868 | IN SERVICE | SOL8196 | ST MARY'S COMMUNITY HEALTH CAMPUS | COMMUNITY NURSING TEAM | BLOOD PRESSURE MONITOR | ANEROID | NOT FOUND | ACCOSON | PM | 1 | 8
8869 | IN SERVICE | SOL8198 | ST MARY'S COMMUNITY HEALTH CAMPUS | COMMUNITY NURSING TEAM | GLUCOMETER | FREESTYLE OPTIUM NEO | LAMV273S00024 | ABBOTS MEDICAL | ASSET ONLY | 1 | NOT TO BE PRICED
8870 | IN SERVICE | SOL8199 | ST MARY'S COMMUNITY HEALTH CAMPUS | COMMUNITY NURSING TEAM | GLUCOMETER | FREESTYLE OPTIUM NEO | LAMU295S00187 | ABBOTS MEDICAL | ASSET ONLY | 1 | NOT TO BE PRICED
8871 | IN SERVICE | SOL8200 | ST MARY'S COMMUNITY HEALTH CAMPUS | COMMUNITY NURSING TEAM | GLUCOMETER | FREESTYLE OPTIMUM | XEMS036-P0F9B | ABBOTS MEDICAL | ASSET ONLY | 1 | NOT TO BE PRICED
8872 | IN SERVICE | SOL8202 | ST MARY'S COMMUNITY HEALTH CAMPUS | COMMUNITY NURSING TEAM | GLUCOMETER | FREESTYLE OPTIUM NEO | LAMW094S01590 | ABBOTS MEDICAL | ASSET ONLY | 1 | NOT TO BE PRICED
8873 | IN SERVICE | SOL8203 | ST MARY'S COMMUNITY HEALTH CAMPUS | COMMUNITY NURSING TEAM | GLUCOMETER | OPTIUM XCEED | XC14309-3158 | ABBOTS MEDICAL | ASSET ONLY | 1 | NOT TO BE PRICED
8874 | IN SERVICE | SOL8206 | ST JAMES HOSPITAL | THE LIMES-BROOKER UNIT | GLUCOMETER | ACCU-CHEK PERFORMA | 55212465905 | ROCHE DIAGNOSTICS | ASSET ONLY | 1 | NOT TO BE PRICED
8875 | IN SERVICE | SOL8207 | ST JAMES HOSPITAL | THE LIMES-BROOKER UNIT | GLUCOMETER | ACCU-CHEK PERFORMA | 55212480285 | ROCHE DIAGNOSTICS | ASSET ONLY | 1 | NOT TO BE PRICED
8876 | IN SERVICE | SOL8209 | ROYAL SOUTH HANTS HOSPITAL | BRAMBLES WARD-CORRIDOR | FLOWMETER-O2-SINGLE | SINGLE | G55644 | OHIO MEDICAL PRODUCTS | PM | 1 | 5
8877 | IN SERVICE | SOL8212 | ROYAL SOUTH HANTS HOSPITAL | BRAMBLES WARD-CORRIDOR | WHEELCHAIR | LOMAX | U9H192017124012 | SUNRISE MEDICAL | PM | 1 | 20
8878 | IN SERVICE | SOL8213 | ROYAL SOUTH HANTS HOSPITAL | BRAMBLES WARD-CORRIDOR | WHEELCHAIR | LOMAX | U9H192017124033 | SUNRISE MEDICAL | PM | 1 | 20
8879 | IN SERVICE | SOL8214 | ROYAL SOUTH HANTS HOSPITAL | NICHOLSTOWN SURGERY | PLINTH | 3 SECTION | 84635X1 | SUNFLOWER MEDICAL | PM | 1 | 35
8880 | IN SERVICE | SOL8215 | ROYAL SOUTH HANTS HOSPITAL | NICHOLSTOWN SURGERY | PULSE OXIMETER-FINGER | MD300C13 | 175003801078 | BEIJING CHOICE ELECTRONICS | PM | 1 | 15
8881 | IN SERVICE | SOL8216 | ROYAL SOUTH HANTS HOSPITAL | NICHOLSTOWN SURGERY | BLOOD PRESSURE MONITOR | CLOCK MODEL | NOT FOUND | BOKANG | PM | 1 | 8
8882 | IN SERVICE | SOL8217 | ROYAL SOUTH HANTS HOSPITAL | NICHOLSTOWN SURGERY | SCALES | 761 | 5761153176921 | SECA LTD | PM | 1 | 15
8883 | IN SERVICE | SOL8218 | ROYAL SOUTH HANTS HOSPITAL | NICHOLSTOWN SURGERY | PLINTH | 3 SECTION | 84635X0 | SUNFLOWER MEDICAL | PM | 1 | 35
8884 | IN SERVICE | SOL8219 | ROYAL SOUTH HANTS HOSPITAL | NICHOLSTOWN SURGERY | SCALES | 761 | 5761153176914 | SECA LTD | PM | 1 | 15
8885 | IN SERVICE | SOL8220 | ROYAL SOUTH HANTS HOSPITAL | NICHOLSTOWN SURGERY | PULSE OXIMETER-HANDHELD | FINGERPRINT | 701853343 | BCI | PM | 1 | 55
8888 | IN SERVICE | SOL8222 | ROYAL SOUTH HANTS HOSPITAL | NICHOLSTOWN SURGERY | THERMOMETER | THERMOSCAN PRO 4000 | 06613K01303 | BRAUN | PM | 1 | 15
8891 | IN SERVICE | SOL8224 | ROYAL SOUTH HANTS HOSPITAL | NICHOLSTOWN SURGERY | BLOOD PRESSURE MONITOR | TMB-1018-A | BA1378B16040901112D | MDS MATRX | PM | 1 | 8
8892 | IN SERVICE | SOL8225 | ROYAL SOUTH HANTS HOSPITAL | NICHOLSTOWN SURGERY | SCALES | 877 | 5877217171664 | SECA LTD | PM | 1 | 15
8893 | IN SERVICE | SOL8227 | ROYAL SOUTH HANTS HOSPITAL | NICHOLSTOWN SURGERY | OTOSCOPE | FIBRE OPTIC | NOT FOUND | KEELER | PM | 1 | 5
8894 | IN SERVICE | SOL8229 | ROYAL SOUTH HANTS HOSPITAL | NICHOLSTOWN SURGERY | PULSE OXIMETER-FINGER | MD300C13 | 175003801076 | BEIJING CHOICE ELECTRONICS | PM | 1 | 15
8895 | IN SERVICE | SOL8230 | ROYAL SOUTH HANTS HOSPITAL | NICHOLSTOWN SURGERY | THERMOMETER | ROSSMAX | NOT FOUND | ROSSMAX | PM | 1 | 15
8896 | IN SERVICE | SOL8231 | ROYAL SOUTH HANTS HOSPITAL | NICHOLSTOWN SURGERY | THERMOMETER | BK8005 | NOT FOUND | BOKANG | PM | 1 | 15
8898 | IN SERVICE | SOL8234 | ROYAL SOUTH HANTS HOSPITAL | NICHOLSTOWN SURGERY | THERMOMETER | BK8005 | NOT FOUND | BOKANG | PM | 1 | 15
8899 | IN SERVICE | SOL8235 | ROYAL SOUTH HANTS HOSPITAL | NICHOLSTOWN SURGERY | THERMOMETER | BK8005 | NOT FOUND | BOKANG | PM | 1 | 15
8900 | IN SERVICE | SOL8236 | ROYAL SOUTH HANTS HOSPITAL | NICHOLSTOWN SURGERY | THERMOMETER | BK8005 | NOT FOUND | BOKANG | PM | 1 | 15
8901 | IN SERVICE | SOL8237 | ROYAL SOUTH HANTS HOSPITAL | NICHOLSTOWN SURGERY | THERMOMETER | BK8005 | NOT FOUND | BOKANG | PM | 1 | 15
8902 | IN SERVICE | SOL8238 | ROYAL SOUTH HANTS HOSPITAL | NICHOLSTOWN SURGERY | PULSE OXIMETER-FINGER | MD300C19 | 174726900019 | BEIJING CHOICE ELECTRONICS | PM | 1 | 15
8903 | IN SERVICE | SOL8239 | ROYAL SOUTH HANTS HOSPITAL | NICHOLSTOWN SURGERY | PULSE OXIMETER-FINGER | MD300C19 | 174726900013 | BEIJING CHOICE ELECTRONICS | PM | 1 | 15
8904 | IN SERVICE | SOL8240 | ROYAL SOUTH HANTS HOSPITAL | NICHOLSTOWN SURGERY | PULSE OXIMETER-FINGER | MD300C19 | 172901902635 | BEIJING CHOICE ELECTRONICS | PM | 1 | 15
8905 | IN SERVICE | SOL8241 | ROYAL SOUTH HANTS HOSPITAL | NICHOLSTOWN SURGERY | PULSE OXIMETER-FINGER | MD300C19 | 172901902587 | BEIJING CHOICE ELECTRONICS | PM | 1 | 15
8906 | IN SERVICE | SOL8242 | ROYAL SOUTH HANTS HOSPITAL | NICHOLSTOWN SURGERY | PULSE OXIMETER-FINGER | MD300C19 | 172901902557 | BEIJING CHOICE ELECTRONICS | PM | 1 | 15
8907 | IN SERVICE | SOL8243 | ROYAL SOUTH HANTS HOSPITAL | SEXUAL HEALTH | MICROSCOPE | ECLIPSE 400 | 110068 | NIKON UK LTD | OEM-CONTRACT PM | 1 | 95
8909 | IN SERVICE | SOL8245 | ADELAIDE HEALTH CENTRE | CHILDREN COMMUNITY NURSING TEAM-LEVEL 2 | BLOOD PRESSURE MONITOR | ANEROID | 81010346 | ACCOSON | PM | 1 | 8
8910 | IN SERVICE | SOL8246 | ROSEWOOD FREE SCHOOL | SCHOOL NURSES-NURSES ROOM | ASPIRATOR | 7305U | PU115019 | SUNRISE MEDICAL | PM | 1 | 25
8911 | IN SERVICE | SOL8247 | ADELAIDE HEALTH CENTRE | CHILDREN COMMUNITY NURSING TEAM-LEVEL 2 | ASPIRATOR | 7305U | PU119576 | SUNRISE MEDICAL | PM | 1 | 25
8912 | IN SERVICE | SOL8249 | ADELAIDE HEALTH CENTRE | CHILDREN COMMUNITY NURSING TEAM-LEVEL 2 | THERMOMETER | THERMOSCAN PRO 6000 | 13818K52651 | BRAUN | PM | 1 | 15
8913 | IN SERVICE | SOL8250 | MEDINA HOUSE | COMMUNITY NURSING-FIRST FLOOR | GLUCOMETER | FREESTYLE OPTIUM NEO | LAMV077S01750 | ABBOTS MEDICAL | ASSET ONLY | 1 | NOT TO BE PRICED
8914 | IN SERVICE | SOL8408 | MEDINA HOUSE | COMMUNITY NURSING-FIRST FLOOR | PULSE OXIMETER-FINGER | MD300C2 | 182244200597 | BEIJING CHOICE ELECTRONICS | PM | 1 | 15
8915 | IN SERVICE | SOL8409 | MEDINA HOUSE | COMMUNITY NURSING-FIRST FLOOR | PULSE OXIMETER-FINGER | MD300C2 | 182244200598 | BEIJING CHOICE ELECTRONICS | PM | 1 | 15
8916 | IN SERVICE | SOL8412 | MEDINA HOUSE | COMMUNITY NURSING-FIRST FLOOR | GLUCOMETER | FREESTYLE OPTIMUM | XEMS088-P1C10 | ABBOTS MEDICAL | ASSET ONLY | 1 | NOT TO BE PRICED
8919 | IN SERVICE | SOL8423 | MEDINA HOUSE | COMMUNITY NURSING-FIRST FLOOR | BLOOD PRESSURE MONITOR | ANEROID | 130500096 | ACCOSON | PM | 1 | 8
8920 | IN SERVICE | SOL8424 | MEDINA HOUSE | COMMUNITY NURSING-FIRST FLOOR | BLOOD PRESSURE MONITOR | ANEROID | 130500361 | ACCOSON | PM | 1 | 8
8921 | IN SERVICE | SOL8425 | MEDINA HOUSE | COMMUNITY NURSING-FIRST FLOOR | GLUCOMETER | FREESTYLE OPTIUM NEO | LAMU042F06424 | ABBOTS MEDICAL | ASSET ONLY | 1 | NOT TO BE PRICED
8923 | IN SERVICE | SOL8430 | MEDINA HOUSE | COMMUNITY NURSING-FIRST FLOOR | PULSE OXIMETER-FINGER | NONE | 004660 | NONE | PM | 1 | 15
8924 | IN SERVICE | SOL8431 | MEDINA HOUSE | COMMUNITY NURSING-FIRST FLOOR | GLUCOMETER | FREESTYLE OPTIMUM | XEMS036-P1941 | ABBOTS MEDICAL | ASSET ONLY | 1 | NOT TO BE PRICED
8925 | IN SERVICE | SOL8433 | MEDINA HOUSE | COMMUNITY NURSING-FIRST FLOOR | BLOOD PRESSURE MONITOR | SBM46 | A37/073197 | HANS DINSLAGE | PM | 1 | 8
8926 | IN SERVICE | SOL8434 | MEDINA HOUSE | COMMUNITY NURSING-FIRST FLOOR | BLOOD PRESSURE MONITOR | ANEROID | NOT FOUND | ACCOSON | PM | 1 | 8
8927 | IN SERVICE | SOL8437 | MEDINA HOUSE | COMMUNITY NURSING-FIRST FLOOR | GLUCOMETER | FREESTYLE OPTIMUM | XEMT091-P12D2 | ABBOTS MEDICAL | ASSET ONLY | 1 | NOT TO BE PRICED
8928 | IN SERVICE | SOL5081 | WESTERN COMMUNITY HOSPITAL | SNOWDON WARD-MAIN BLOCK | EXERCISER-BICYCLE | MOTOMED LETTO 2 | W38LET2-5004 | RECK TECHNIK | PM | 1 | 25
8930 | IN SERVICE | SOL5079 | BATTENBURG AVENUE CLINIC | CHILDREN COMMUNITY NURSING-CHILD NURSING | PULSE OXIMETER-HANDHELD | PM100N | MBH1802132 | COVIDIEN | PM | 1 | 55
8931 | IN SERVICE | SOL5080 | BATTENBURG AVENUE CLINIC | CHILDREN COMMUNITY NURSING-CHILD NURSING | PULSE OXIMETER-HANDHELD | PM100N | MBH1802133 | COVIDIEN | PM | 1 | 55
8932 | IN SERVICE | SOL5083 | BATTENBURG AVENUE CLINIC | COMMUNITY PAEDIATRIC MEDICAL SERVICES | OPHTHALMOSCOPE | 901081 | NOT FOUND | WELCH ALLYN | PM | 1 | 5
8933 | IN SERVICE | SOL5084 | BATTENBURG AVENUE CLINIC | COMMUNITY PAEDIATRIC MEDICAL SERVICES | OPHTHALMOSCOPE | STANDARD OPHTHALMOSCOPE | NOT FOUND | KEELER | PM | 1 | 5
8934 | IN SERVICE | SOL5082 | BATTENBURG AVENUE CLINIC | COMMUNITY PAEDIATRIC MEDICAL SERVICES | OPHTHALMOSCOPE | STANDARD OPHTHALMOSCOPE | NOT FOUND | KEELER | PM | 1 | 5
8935 | IN SERVICE | SOL5086 | ROYAL SOUTH HANTS HOSPITAL | INPATIENT THERAPY-CLINICAL STAFF | WALKER | U8H1917BLK22SMF | U8H192012104015 | SUNRISE MEDICAL | PM | 1 | 25
8936 | IN SERVICE | SOL5087 | ROYAL SOUTH HANTS HOSPITAL | INPATIENT THERAPY-CLINICAL STAFF | WALKER | 10271/30-BLUE | PR30274140-AL | DAYS MEDICAL | PM | 1 | 25
8937 | IN SERVICE | SOL5088 | ROYAL SOUTH HANTS HOSPITAL | INPATIENT THERAPY-CLINICAL STAFF | WALKER | TWOO8R-23 | 1702110261 | DRIVE DEVILBISS | PM | 1 | 25
8938 | IN SERVICE | SOL5089 | ROYAL SOUTH HANTS HOSPITAL | INPATIENT THERAPY-CLINICAL STAFF | PULSE OXIMETER-FINGER | ANP100 | DO1311102035 | ANAPULSE | PM | 1 | 15
8939 | IN SERVICE | SOL5090 | ROYAL SOUTH HANTS HOSPITAL | COMMUNITY INDEPENDENCE SERVICE-LEVEL A | BLOOD PRESSURE MONITOR | DS5401 | 160824000938 | WELCH ALLYN | PM | 1 | 8
8940 | IN SERVICE | SOL5091 | ROYAL SOUTH HANTS HOSPITAL | COMMUNITY INDEPENDENCE SERVICE-LEVEL A | BLOOD PRESSURE MONITOR | DS5401 | 170119232007 | WELCH ALLYN | PM | 1 | 8
8941 | IN SERVICE | SOL5092 | ROYAL SOUTH HANTS HOSPITAL | COMMUNITY INDEPENDENCE SERVICE-LEVEL A | BLOOD PRESSURE MONITOR | DS5401 | 180130153557 | WELCH ALLYN | PM | 1 | 8
8942 | IN SERVICE | SOL5094 | ROYAL SOUTH HANTS HOSPITAL | COMMUNITY INDEPENDENCE SERVICE-LEVEL A | SPHYGMOMANOMETER | SHOCK RESISTANT | 80619165782 | WELCH ALLYN | PM | 1 | 8
8943 | IN SERVICE | SOL5095 | ROYAL SOUTH HANTS HOSPITAL | COMMUNITY INDEPENDENCE SERVICE-LEVEL A | SPHYGMOMANOMETER | SHOCK RESISTANT | 80314182404 | WELCH ALLYN | PM | 1 | 8
8944 | IN SERVICE | SOL5096 | ROYAL SOUTH HANTS HOSPITAL | COMMUNITY INDEPENDENCE SERVICE-LEVEL A | BLOOD PRESSURE MONITOR | UA-705 | 5101000407 | A&D INSTRUMENTS | PM | 1 | 8
8945 | IN SERVICE | SOL5099 | ROYAL SOUTH HANTS HOSPITAL | COMMUNITY INDEPENDENCE SERVICE-LEVEL A | BLOOD PRESSURE MONITOR | LIPOSTAT | NOT FOUND | STARIL | PM | 1 | 8
8947 | IN SERVICE | SOL5101 | ROYAL SOUTH HANTS HOSPITAL | COMMUNITY INDEPENDENCE SERVICE-LEVEL A | THERMOMETER | BK8005 | NOT FOUND | BOKANG | PM | 1 | 15
8948 | IN SERVICE | SOL5102 | ROYAL SOUTH HANTS HOSPITAL | COMMUNITY INDEPENDENCE SERVICE-LEVEL A | THERMOMETER | BK8005 | NOT FOUND | BOKANG | PM | 1 | 15
8950 | IN SERVICE | SOL5104 | ROYAL SOUTH HANTS HOSPITAL | COMMUNITY INDEPENDENCE SERVICE-LEVEL A | SCALES | NOT KNOWN | NOT FOUND | BOOTS COMPANY | PM | 1 | 15
8951 | IN SERVICE | SOL5106 | BITTERNE HEALTH CENTRE | PODIATRY-PODIATRY CLINIC | DRILL-PODIATRY | SB | 967181921 | HADEWE | PM | 1 | 45
8952 | IN SERVICE | SOL5107 | ADELAIDE HEALTH CENTRE | PODIATRY-PODIATRY CLINIC | DRILL-PODIATRY | SB | 967181922 | HADEWE | PM | 1 | 45
8953 | IN SERVICE | SOL5108 | NEW MILTON HEALTH CENTRE | PODIATRY-PODIATRY CLINIC | DRILL-PODIATRY | SB | 967181920 | HADEWE | PM | 1 | 45
8954 | IN SERVICE | SOL5110 | SATELLITE CLINIC | HOMELESS HEALTH TEAM-PATRICK HOUSE HOSTEL | GLUCOMETER | NEXUS GLUCO RX | 4141117360120330 | NEXUS | ASSET ONLY | 1 | NOT TO BE PRICED
8955 | IN SERVICE | SOL5111 | ROYAL SOUTH HANTS HOSPITAL | SEXUAL HEALTH | SCALES | D94 | NOT FOUND | SECA LTD | PM | 1 | 15
8956 | IN SERVICE | SOL5112 | ROYAL SOUTH HANTS HOSPITAL | SEXUAL HEALTH | SCALES | 877 | 5877139165431 | SECA LTD | PM | 1 | 15
8957 | IN SERVICE | SOL5113 | ROYAL SOUTH HANTS HOSPITAL | SEXUAL HEALTH | BLOOD PRESSURE MONITOR | M6 AC | 20160204755VG | OMRON HEALTHCARE | PM | 1 | 8
8958 | IN SERVICE | SOL5115 | BATTENBURG AVENUE CLINIC | COMMUNITY PAEDIATRIC MEDICAL SERVICES | CHAIR-BARIATRIC | NOT KNOWN | 502EW07042271 | PLINTH MEDICAL | PM | 1 | 35
8959 | IN SERVICE | SOL5116 | ROYAL SOUTH HANTS HOSPITAL | OCCUPATIONAL HEALTH-BRAMBLES BUNGALOW | MONITOR-BODY FAT | BF306 | 20121000012UF | OMRON HEALTHCARE | PM | 1 | 20
8960 | IN SERVICE | SOL5117 | ROYAL SOUTH HANTS HOSPITAL | OCCUPATIONAL HEALTH-BRAMBLES BUNGALOW | VISION SCREEN | VSII | 28784 | KEYSTONE VIEW | PM | 1 | 20
8961 | IN SERVICE | SOL5118 | TWO SAINTS DAY CENTRE | HOMELESS HEALTH TEAM-TWO SAINTS DAY | PULSE OXIMETER-FINGER | CMS60D | ED1608100459 | CONTEC MEDICAL | PM | 1 | 15
8962 | IN SERVICE | SOL5119 | TWO SAINTS DAY CENTRE | HOMELESS HEALTH TEAM-TWO SAINTS DAY | BREATH ANALYSER | MARK X | 103530 | ALCOVISOR | PM | 1 | 95
8963 | IN SERVICE | SOL5120 | TWO SAINTS DAY CENTRE | HOMELESS HEALTH TEAM-TWO SAINTS DAY | BLOOD PRESSURE MONITOR | HANDHELD | NOT FOUND | TENSO MED | PM | 1 | 8
8964 | IN SERVICE | SOL5121 | TWO SAINTS DAY CENTRE | HOMELESS HEALTH TEAM-TWO SAINTS DAY | LIGHT-EXAMINATION | C355XW | 25116/1 | BRANDON MEDICAL | PM | 1 | 10
8965 | IN SERVICE | SOL5122 | TWO SAINTS DAY CENTRE | HOMELESS HEALTH TEAM-TWO SAINTS DAY | SCALES | 761 | 2761099021561 | SECA LTD | PM | 1 | 15
8966 | IN SERVICE | SOL5123 | TWO SAINTS DAY CENTRE | HOMELESS HEALTH TEAM-TWO SAINTS DAY | BLOOD PRESSURE MONITOR | RX CLASSIC | 20130504773LF | OMRON HEALTHCARE | PM | 1 | 8
8967 | IN SERVICE | SOL5124 | TWO SAINTS DAY CENTRE | HOMELESS HEALTH TEAM-TWO SAINTS DAY | BLOOD PRESSURE MONITOR | UA-767 | 517032257 | A&D INSTRUMENTS | PM | 1 | 8
8968 | IN SERVICE | SOL5125 | TWO SAINTS DAY CENTRE | HOMELESS HEALTH TEAM-TWO SAINTS DAY | SCALES | 761 | 2761024070479 | SECA LTD | PM | 1 | 15
8969 | IN SERVICE | SOL5126 | TWO SAINTS DAY CENTRE | HOMELESS HEALTH TEAM-TWO SAINTS DAY | LIGHT-EXAMINATION | C355XW | 25032/1 | BRANDON MEDICAL | PM | 1 | 10
8970 | IN SERVICE | SOL5127 | TWO SAINTS DAY CENTRE | HOMELESS HEALTH TEAM-TWO SAINTS DAY | SCALES | 835 | 5835058075572 | SECA LTD | PM | 1 | 15
8971 | IN SERVICE | SOL5128 | WESTERN COMMUNITY HOSPITAL | SNOWDON WARD-MAIN BLOCK | THERMOMETER | THERMOSCAN | 18315K42675 | BRAUN | PM | 1 | 15
8972 | IN SERVICE | SOL5130 | BATTENBURG AVENUE CLINIC | CHILDREN COMMUNITY NURSING-CHILD NURSING | HUMIDIFIER | MR850 | 81219041557 | FISHER & PAYKEL | PM | 1 | 55
8973 | IN SERVICE | SOL5131 | BATTENBURG AVENUE CLINIC | CHILDREN COMMUNITY NURSING-CHILD NURSING | HUMIDIFIER | MR850 | 151217278965 | FISHER & PAYKEL | PM | 1 | 55
8974 | IN SERVICE | SOL5132 | SOMERSTOWN HEALTH CENTRE | DENTAL-SURGERY 2 | DENTAL DRILL | OPTIMA BASE050 | R318DA090 | BA INTERNATIONAL | OEM-AIH | 1 | 45
8975 | IN SERVICE | SOL5133 | ST MARY'S COMMUNITY HEALTH CAMPUS | ADULT MENTAL HEALTH DEPARTMENT | THERMOMETER | BK8005 | NOT FOUND | BOKANG | PM | 1 | 15
8976 | IN SERVICE | SOL5134 | ST MARY'S COMMUNITY HEALTH CAMPUS | ADULT MENTAL HEALTH DEPARTMENT | BLOOD PRESSURE MONITOR | GREENLIGHT 300 | (21)15011926 | ACCOSON | PM | 1 | 8
8978 | IN SERVICE | SOL5137 | ST MARY'S COMMUNITY HEALTH CAMPUS | PODIATRY-PODIATRY CLINIC | BLOOD PRESSURE MONITOR | CERTIFIED | NOT FOUND | OLMETEC | PM | 1 | 8
8979 | IN SERVICE | SOL5138 | ST MARY'S COMMUNITY HEALTH CAMPUS | PODIATRY-PODIATRY CLINIC | BLOOD PRESSURE MONITOR | RUBY | 9155841 | TIMESCO | PM | 1 | 8
8981 | IN SERVICE | SOL5140 | ST MARY'S COMMUNITY HEALTH CAMPUS | ADULT MENTAL HEALTH DEPARTMENT | SPHYGMOMANOMETER | SHOCK RESISTANT | 150108070647 | WELCH ALLYN | PM | 1 | 8
8982 | IN SERVICE | SOL5141 | ST MARY'S COMMUNITY HEALTH CAMPUS | ADULT MENTAL HEALTH DEPARTMENT | PULSE OXIMETER-FINGER | MD300C2 | 140426100807 | BEIJING CHOICE ELECTRONICS | PM | 1 | 15
8986 | IN SERVICE | SOL5145 | ST MARY'S COMMUNITY HEALTH CAMPUS | ADULT MENTAL HEALTH DEPARTMENT | BLOOD PRESSURE MONITOR | ANEROID | NOT FOUND | ACCOSON | PM | 1 | 8
8987 | IN SERVICE | SOL5146 | ST MARY'S COMMUNITY HEALTH CAMPUS | ADULT MENTAL HEALTH DEPARTMENT | BLOOD PRESSURE MONITOR | DB32 | NOT FOUND | TRULY INSTRUMENTS | PM | 1 | 8
8990 | IN SERVICE | SOL5149 | QUEEN ALEXANDRA HOSPITAL | DENTAL-POSWILLO DENTAL CENTRE | DEFIBRILLATOR | R SERIES ALS | (21)AF18L089215 | ZOLL MEDICAL | ASSET ONLY | 1 | NOT TO BE PRICED
8991 | IN SERVICE | SOL5150 | EASTNEY HEALTH CENTRE | DENTAL-DENTAL CLINIC | BLOOD PRESSURE MONITOR | M6 AC | 20181004636VG | OMRON HEALTHCARE | OEM-AIH | 1 | 8
8992 | IN SERVICE | SOL5151 | GOSPORT WAR MEMORIAL HOSPITAL | DENTAL-DENTAL CLINIC | BLOOD PRESSURE MONITOR | M6 AC | 20181004635VG | OMRON HEALTHCARE | OEM-AIH | 1 | 8
8993 | IN SERVICE | SOL5152 | HAVANT HEALTH CENTRE | DENTAL-DENTAL CLINIC | BLOOD PRESSURE MONITOR | M6 AC | 20181004637VG | OMRON HEALTHCARE | OEM-AIH | 1 | 8
8994 | IN SERVICE | SOL5153 | ANDOVER HEALTH CENTRE | SEXUAL HEALTH | CHAIR-BARIATRIC | NOT KNOWN | 503HW434726 | PLINTH MEDICAL | PM | 1 | 35
8995 | IN SERVICE | SOL5154 | ANDOVER HEALTH CENTRE | SEXUAL HEALTH | CHAIR-BARIATRIC | NOT KNOWN | 503HW4304723 | PLINTH MEDICAL | PM | 1 | 35
8996 | IN SERVICE | SOL5155 | ANDOVER HEALTH CENTRE | SEXUAL HEALTH | SCALES | 761 | 2761140136625 | SECA LTD | PM | 1 | 15
8997 | IN SERVICE | SOL5156 | ANDOVER HEALTH CENTRE | DENTAL-DENTAL CLINIC | BLOOD PRESSURE MONITOR | M6 AC | 20180906031VG | OMRON HEALTHCARE | OEM-AIH | 1 | 8
8998 | IN SERVICE | SOL5157 | BATTENBURG AVENUE CLINIC | COMMUNITY PAEDIATRIC MEDICAL SERVICES | DIAGNOSTIC SET | KEELER VISTA | 5157 | KEELER | PM | 1 | 5
9002 | IN SERVICE | SOL5172 | BITTERNE HEALTH CENTRE | EAST COMMUNITY INDEPENDENCE TEAM-WESTWOOD HOUSE | THERMOMETER | THERMOSCAN IRT 6020 | 18318K32692 | BRAUN | PM | 1 | 15
9003 | IN SERVICE | SOL5173 | BITTERNE HEALTH CENTRE | EAST COMMUNITY INDEPENDENCE TEAM-WESTWOOD HOUSE | THERMOMETER | THERMOSCAN IRT 6020 | 18318K46538 | BRAUN | PM | 1 | 15
9004 | IN SERVICE | SOL5174 | BITTERNE HEALTH CENTRE | EAST COMMUNITY INDEPENDENCE TEAM-WESTWOOD HOUSE | THERMOMETER | THERMOSCAN IRT 6020 | 18318K36097 | BRAUN | PM | 1 | 15
9005 | IN SERVICE | SOL5175 | BITTERNE HEALTH CENTRE | COMMUNITY NURSING TEAM | THERMOMETER | THERMOSCAN IRT 6020 | 18318K36092 | BRAUN | PM | 1 | 15
9006 | IN SERVICE | SOL5176 | BITTERNE HEALTH CENTRE | EAST COMMUNITY INDEPENDENCE TEAM-WESTWOOD HOUSE | THERMOMETER | THERMOSCAN IRT 6020 | 18318K03302 | BRAUN | PM | 1 | 15
9007 | IN SERVICE | SOL5177 | BITTERNE HEALTH CENTRE | EAST COMMUNITY INDEPENDENCE TEAM-WESTWOOD HOUSE | THERMOMETER | THERMOSCAN IRT 6020 | 18318K04237 | BRAUN | PM | 1 | 15
9008 | IN SERVICE | SOL5178 | BITTERNE HEALTH CENTRE | EAST COMMUNITY INDEPENDENCE TEAM-WESTWOOD HOUSE | PULSE OXIMETER-FINGER | 9006368 | 182615900511 | HENRY SCHEIN | PM | 1 | 15
9009 | IN SERVICE | SOL5179 | BITTERNE HEALTH CENTRE | EAST COMMUNITY INDEPENDENCE TEAM-WESTWOOD HOUSE | PULSE OXIMETER-FINGER | 9006368 | 182615900504 | HENRY SCHEIN | PM | 1 | 15
9010 | IN SERVICE | SOL5180 | BITTERNE HEALTH CENTRE | EAST COMMUNITY INDEPENDENCE TEAM-WESTWOOD HOUSE | PULSE OXIMETER-FINGER | 9006368 | 182615900509 | HENRY SCHEIN | PM | 1 | 15
9011 | IN SERVICE | SOL5181 | BITTERNE HEALTH CENTRE | EAST COMMUNITY INDEPENDENCE TEAM-WESTWOOD HOUSE | PULSE OXIMETER-FINGER | 9006368 | 182615900496 | HENRY SCHEIN | PM | 1 | 15
9012 | IN SERVICE | SOL5182 | WESTERN COMMUNITY HOSPITAL | SNOWDON WARD-MAIN BLOCK | MATTRESS PUMP | NIMBUS 4 | NOT FOUND | ARJO HUNTLEIGH | PM | 1 | 45
9013 | IN SERVICE | SOL5183 | WESTERN COMMUNITY HOSPITAL | SNOWDON WARD-MAIN BLOCK | MATTRESS PUMP | NIMBUS | 1700031872 | HUNTLEIGH HEALTHCARE | PM | 1 | 45
9014 | IN SERVICE | SOL5184 | WESTERN COMMUNITY HOSPITAL | SNOWDON WARD-MAIN BLOCK | BLOOD PRESSURE MONITOR | ACCOSON | 18070809 | ACCOSON | PM | 1 | 8
9015 | IN SERVICE | SOL5185 | WESTERN COMMUNITY HOSPITAL | SNOWDON WARD-MAIN BLOCK | THERMOMETER | FT 90 | NOT FOUND | BOOTS COMPANY | PM | 1 | 15
9017 | IN SERVICE | SOL5187 | WESTERN COMMUNITY HOSPITAL | SNOWDON WARD-MAIN BLOCK | MATTRESS PUMP | NIMBUS | 170043507 | HUNTLEIGH HEALTHCARE | PM | 1 | 45
9018 | IN SERVICE | SOL5188 | WESTERN COMMUNITY HOSPITAL | SNOWDON WARD-MAIN BLOCK | MATTRESS PUMP | NIMBUS 4 | NOT FOUND | ARJO HUNTLEIGH | PM | 1 | 45
9019 | IN SERVICE | SOL5189 | WESTERN COMMUNITY HOSPITAL | SNOWDON WARD-MAIN BLOCK | MATTRESS PUMP | NIMBUS | 17039093 | HUNTLEIGH HEALTHCARE | PM | 1 | 45
9020 | IN SERVICE | SOL5190 | WESTERN COMMUNITY HOSPITAL | SNOWDON WARD-MAIN BLOCK | MATTRESS | NB 3082 | NB307142 | ARJO HUNTLEIGH | PM | 1 | 45
9021 | IN SERVICE | SOL5191 | WESTERN COMMUNITY HOSPITAL | SNOWDON WARD-MAIN BLOCK | WHEELCHAIR | WHEELCHAIR | SO2114567 | DRIVE DEVILBISS | PM | 1 | 20
9022 | IN SERVICE | SOL5192 | WESTERN COMMUNITY HOSPITAL | SNOWDON WARD-MAIN BLOCK | NEBULISER | PORTA-NEB | PN108324 | MEDIC AID | PM | 1 | 15
9028 | IN SERVICE | SOL5201 | CEDAR SCHOOL | SCHOOL NURSES-NURSES ROOM | BLOOD PRESSURE MONITOR | DS5401-300 | 181019095549 | WELCH ALLYN | PM | 1 | 8
9029 | IN SERVICE | SOL5202 | CEDAR SCHOOL | SCHOOL NURSES-NURSES ROOM | BLOOD PRESSURE MONITOR | DS5401-300 | 181019041657 | WELCH ALLYN | PM | 1 | 8
9030 | IN SERVICE | SOL5203 | ADELAIDE HEALTH CENTRE | CHILDREN COMMUNITY NURSING TEAM-LEVEL 2 | BLOOD PRESSURE MONITOR | DS5401-300 | 181019094347 | WELCH ALLYN | PM | 1 | 8
9032 | IN SERVICE | SOL5205 | ADELAIDE HEALTH CENTRE | CHILDREN COMMUNITY NURSING TEAM-LEVEL 2 | ASPIRATOR | LSU | 78431867186 | LAERDAL MEDICAL | PM | 1 | 25
9037 | IN SERVICE | SOL5210 | BROADCAST HOUSE | COMMUNITY NURSING TEAM | THERMOMETER | THERMOSCAN IRT 6020 | 18215K31028 | BRAUN | PM | 1 | 15
9038 | IN SERVICE | SOL5211 | BROADCAST HOUSE | COMMUNITY NURSING TEAM | PULSE OXIMETER-FINGER | 9006368 | 152319901056 | HENRY SCHEIN | PM | 1 | 15
9040 | IN SERVICE | SOL5214 | BROADCAST HOUSE | COMMUNITY NURSING TEAM | PULSE OXIMETER-FINGER | 9006368 | 173819900265 | HENRY SCHEIN | PM | 1 | 15
9041 | IN SERVICE | SOL5215 | BROADCAST HOUSE | COMMUNITY NURSING TEAM | THERMOMETER | THERMOSCAN IRT 6020 | 18617K02732 | BRAUN | PM | 1 | 15
9042 | IN SERVICE | SOL5216 | CIVIC OFFICES PORTSMOUTH | HEALTH VISITING AND SCHOOL NURSING-LEVEL 2 CORE 1 | PUMP-BREAST | CALYPSO | 18644406 | ARDO MEDICAL LIMITED | PM | 1 | 55
9043 | IN SERVICE | SOL5217 | CIVIC OFFICES PORTSMOUTH | HEALTH VISITING AND SCHOOL NURSING-LEVEL 2 CORE 1 | PUMP-BREAST | CALYPSO | 18644412 | ARDO MEDICAL LIMITED | PM | 1 | 55
9044 | IN SERVICE | SOL5218 | CIVIC OFFICES PORTSMOUTH | HEALTH VISITING AND SCHOOL NURSING-LEVEL 2 CORE 1 | PUMP-BREAST | CALYPSO | 18644410 | ARDO MEDICAL LIMITED | PM | 1 | 55
9045 | IN SERVICE | SOL5219 | CIVIC OFFICES PORTSMOUTH | HEALTH VISITING AND SCHOOL NURSING-LEVEL 2 CORE 1 | PUMP-BREAST | CALYPSO | 18644405 | ARDO MEDICAL LIMITED | PM | 1 | 55
9048 | IN SERVICE | SOL5222 | CIVIC OFFICES PORTSMOUTH | HEALTH VISITING AND SCHOOL NURSING-LEVEL 2 CORE 1 | PUMP-BREAST | CALYPSO | 18644409 | ARDO MEDICAL LIMITED | PM | 1 | 55
9049 | IN SERVICE | SOL5223 | CIVIC OFFICES PORTSMOUTH | HEALTH VISITING AND SCHOOL NURSING-LEVEL 2 CORE 1 | PUMP-BREAST | CALYPSO | 18644408 | ARDO MEDICAL LIMITED | PM | 1 | 55
9051 | IN SERVICE | SOL5225 | CIVIC OFFICES PORTSMOUTH | HEALTH VISITING AND SCHOOL NURSING-LEVEL 2 CORE 1 | PUMP-BREAST | CALYPSO | 18644404 | ARDO MEDICAL LIMITED | PM | 1 | 55
9052 | IN SERVICE | SOL5226 | CIVIC OFFICES PORTSMOUTH | HEALTH VISITING AND SCHOOL NURSING-LEVEL 2 CORE 1 | PUMP-BREAST | CARUM | 1970038 | ARDO MEDICAL LIMITED | PM | 1 | 55
9053 | IN SERVICE | SOL5227 | CIVIC OFFICES PORTSMOUTH | HEALTH VISITING AND SCHOOL NURSING-LEVEL 2 CORE 1 | PUMP-BREAST | ELITE | 1970037 | EGNELL AMEDA LTD | PM | 1 | 55
9054 | IN SERVICE | SOL5228 | ST JAMES HOSPITAL | THE LIMES-BROOKER UNIT | BATTERY CHARGER-HOIST | NDA8200 | 5228 | ARJO HUNTLEIGH | PM | 1 | 10
9055 | IN SERVICE | SOL5229 | ST JAMES HOSPITAL | THE LIMES-BROOKER UNIT | HOIST-ELECTRIC | MAXIMOVE | 300274849 | ARJO HUNTLEIGH | OEM-MEDACO | 1 | 90
9056 | IN SERVICE | SOL5230 | PETERSFIELD COMMUNITY HOSPITAL | DENTAL ROOM | DENTAL MICROMOTOR AND DRILL | BASE050 | B318Da096 | BA INTERNATIONAL | OEM-AIH | 1 | 45
9058 | IN SERVICE | SOL5232 | BROADCAST HOUSE | COMMUNITY NURSING TEAM | THERMOMETER | THERMOSCAN IRT4520 | 16711K03619 | BRAUN | PM | 1 | 15
9060 | IN SERVICE | SOL5234 | ADELAIDE HEALTH CENTRE | GP SURGERY | SCALES | 761 | 5761186181076 | SECA LTD | PM | 1 | 15
9061 | IN SERVICE | SOL5235 | ADELAIDE HEALTH CENTRE | GP SURGERY | BLOOD PRESSURE MONITOR | NONE | NOT FOUND | GUARDIAN | PM | 1 | 8
9062 | IN SERVICE | SOL5238 | ADELAIDE HEALTH CENTRE | TISSUE VIABILITY SERVICE-CLINIC ROOM | PRESSURE MONITOR | KIKUHIME | NOT FOUND | TT MEDITRADE | PM | 1 | 45
9063 | IN SERVICE | SOL5239 | ADELAIDE HEALTH CENTRE | TISSUE VIABILITY SERVICE-CLINIC ROOM | PRESSURE MONITOR | KIKUHIME | NOT FOUND | TT MEDITRADE | PM | 1 | 45
9064 | IN SERVICE | SOL5240 | BITTERNE HEALTH CENTRE | COMMUNITY BLADDER AND BOWEL SERVICE-ROOM | BLADDER SCANNER | BIOCON 700 | 2210M10060 | DE SMIT MEDICAL | OEM-AIH | 1 | 650
9066 | IN SERVICE | SOL5243 | QUEEN ALEXANDRA HOSPITAL | REHABILITATION CENTRE-PHYSIOTHERAPY | EXERCISER-BICYCLE | UNI CAM TPS3 | WBK299295M | MONARKS | PM | 1 | 25
9067 | IN SERVICE | SOL5244 | QUEEN ALEXANDRA HOSPITAL | REHABILITATION CENTRE-PHYSIOTHERAPY | PLINTH | 500 SERIES | 512HBS05193777B | PLINTH MEDICAL | PM | 1 | 20
9068 | IN SERVICE | SOL5245 | QUEEN ALEXANDRA HOSPITAL | REHABILITATION CENTRE-PHYSIOTHERAPY | PLINTH | 500 SERIES | 512HBS05193776B | PLINTH MEDICAL | PM | 1 | 20
9069 | IN SERVICE | SOL5246 | WESTERN COMMUNITY HOSPITAL | WEST COMMUNITY INDEPENDENCE TEAM-WESTERN WING | PULSE OXIMETER-FINGER | GO2 | 502228858 | NONIN | PM | 1 | 15
9070 | IN SERVICE | SOL5247 | WESTERN COMMUNITY HOSPITAL | WEST COMMUNITY INDEPENDENCE TEAM-WESTERN WING | PULSE OXIMETER-FINGER | GO2 | 502228749 | NONIN | PM | 1 | 15
9071 | IN SERVICE | SOL5248 | WESTERN COMMUNITY HOSPITAL | WEST COMMUNITY INDEPENDENCE TEAM-WESTERN WING | PULSE OXIMETER-FINGER | MD300C13 | 182944100842 | BEIJING CHOICE ELECTRONICS | PM | 1 | 15
9072 | IN SERVICE | SOL5249 | WESTERN COMMUNITY HOSPITAL | WEST COMMUNITY INDEPENDENCE TEAM-WESTERN WING | PULSE OXIMETER-FINGER | MD300C13 | 182944100699 | BEIJING CHOICE ELECTRONICS | PM | 1 | 15
9073 | IN SERVICE | SOL5250 | ROYAL SOUTH HANTS HOSPITAL | COMMUNITY NURSING TEAM | PULSE OXIMETER-FINGER | ONYX VANTAGE | 501987492 | NONIN | PM | 1 | 15
9074 | IN SERVICE | SOL9103 | BROADCAST HOUSE | COMMUNITY NURSING TEAM | PULSE OXIMETER-FINGER | 9006368 | 154419901117 | HENRY SCHEIN | PM | 1 | 15
9075 | IN SERVICE | SOL4002 | BITTERNE HEALTH CENTRE | SITE SERVICES-CONSULTING ROOM | LIGHT-EXAMINATION | WALL MOUNTED | NOT FOUND | LUXO LTD | PM | 1 | 10
9076 | IN SERVICE | SOL4005 | BITTERNE HEALTH CENTRE | SITE SERVICES-CONSULTING ROOM | DOPPLER | BABYSONIC BASIC | STAB09B65494A | YOUR BUMP LTD | PM | 1 | 30
9077 | IN SERVICE | SOL4006 | BITTERNE HEALTH CENTRE | SITE SERVICES-CONSULTING ROOM | LIGHT-EXAMINATION | LHH PLUS | NOT FOUND | LUXO LTD | PM | 1 | 10
9078 | IN SERVICE | SOL4009 | BITTERNE HEALTH CENTRE | SITE SERVICES-CONSULTING ROOM | BLOOD PRESSURE MONITOR | TYCOS | 204160367 | WELCH ALLYN | PM | 1 | 8
9079 | IN SERVICE | SOL4010 | BITTERNE HEALTH CENTRE | SITE SERVICES-CONSULTING ROOM | LIGHT-EXAMINATION | ESS 25 | 40225-901 | ELINDUKTRA SUNBERG | PM | 1 | 10
9080 | IN SERVICE | SOL4016 | BITTERNE HEALTH CENTRE | SITE SERVICES-CONSULTING ROOM | BLOOD PRESSURE MONITOR | TYCOS | 303052238 | WELCH ALLYN | PM | 1 | 8
9081 | IN SERVICE | SOL4017 | BITTERNE HEALTH CENTRE | SITE SERVICES-CONSULTING ROOM | LIGHT-EXAMINATION | LHH PLUS | NOT FOUND | LUXO LTD | PM | 1 | 10
9082 | IN SERVICE | SOL4019 | BITTERNE HEALTH CENTRE | SITE SERVICES-CONSULTING ROOM | LIGHT-EXAMINATION | LHH PLUS | NOT FOUND | LUXO LTD | PM | 1 | 10
9083 | IN SERVICE | SOL4023 | BITTERNE HEALTH CENTRE | SITE SERVICES-CONSULTING ROOM | X RAY FILM VIEWER | UKRD/5P | NOT FOUND | WARDRAG PRODUCTS LTD | PM | 1 | 25
9084 | IN SERVICE | SOL4025 | BITTERNE HEALTH CENTRE | SITE SERVICES-CONSULTING ROOM | HEIGHT MEASURE | LEICESTER | NOT FOUND | MARSDEN | INSPECTION ONLY | 1 | 15
9085 | IN SERVICE | SOL4026 | BITTERNE HEALTH CENTRE | SITE SERVICES-CONSULTING ROOM | ASPIRATOR | LACTINA ELECTRIC PLUS | 855561 | MEDELA | PM | 1 | 25
9086 | IN SERVICE | SOL4027 | BITTERNE HEALTH CENTRE | SITE SERVICES-CONSULTING ROOM | BLOOD PRESSURE MONITOR | TYCOS | 306222298 | WELCH ALLYN | PM | 1 | 8
9087 | IN SERVICE | SOL4028 | BITTERNE HEALTH CENTRE | SITE SERVICES-CONSULTING ROOM | PLINTH | 503 | 503ESP29033041 | PLINTH MEDICAL | PM | 1 | 35
9088 | IN SERVICE | SOL4029 | BITTERNE HEALTH CENTRE | SITE SERVICES-CONSULTING ROOM | STADIOMETER | NOT KNOWN | 04-116 | STANLEY HEALTHCARE | INSPECTION ONLY | 1 | 15
9089 | IN SERVICE | SOL4034 | BITTERNE HEALTH CENTRE | COMMUNITY BLADDER AND BOWEL SERVICE-ROOM | URODYNAMIC MEASUREMENT SYSTEM | EZEE PZEE PORTAFLOW | PA-00201-00234 | MEDIWATCH UK | PM | 1 | 1000
9090 | IN SERVICE | SOL4035 | BITTERNE HEALTH CENTRE | COMMUNITY BLADDER AND BOWEL SERVICE-ROOM | SCALES | 761 | 2761337026858 | SECA LTD | PM | 1 | 15
9091 | IN SERVICE | SOL4038 | BITTERNE HEALTH CENTRE | COMMUNITY BLADDER AND BOWEL SERVICE-ROOM | BLOOD PRESSURE MONITOR | M7 | 20150300499LF | OMRON HEALTHCARE | PM | 1 | 8
9092 | IN SERVICE | SOL4039 | BITTERNE HEALTH CENTRE | COMMUNITY BLADDER AND BOWEL SERVICE-ROOM | STIMULATOR-MUSCLE | ECS400 | 7333 | VERITY MEDICAL LTD | PM | 1 | 25
9093 | IN SERVICE | SOL4040 | BITTERNE HEALTH CENTRE | COMMUNITY BLADDER AND BOWEL SERVICE-ROOM | STIMULATOR-MUSCLE | NEURO TRAC MYO PLUS | 1164 | VERITY MEDICAL LTD | PM | 1 | 25
9094 | IN SERVICE | SOL4041 | BITTERNE HEALTH CENTRE | COMMUNITY BLADDER AND BOWEL SERVICE-ROOM | MYOFEEDBACK MACHINE | MYOMED 932 | 14208 | ENRAF NONIUS | PM | 1 | 45
9095 | IN SERVICE | SOL4043 | BITTERNE HEALTH CENTRE | COMMUNITY BLADDER AND BOWEL SERVICE-ROOM | MYOFEEDBACK MACHINE | MYOMED 932 | 14225 | ENRAF NONIUS | PM | 1 | 45
9096 | IN SERVICE | SOL4044 | BITTERNE HEALTH CENTRE | COMMUNITY BLADDER AND BOWEL SERVICE-ROOM | BLOOD PRESSURE MONITOR | HOSPITAL MODEL | NOT FOUND | ACCOSON | PM | 1 | 8
9097 | IN SERVICE | SOL4045 | BITTERNE HEALTH CENTRE | SITE SERVICES-CONSULTING ROOM | HEIGHT MEASURE | LEICESTER | NOT FOUND | MARSDEN | INSPECTION ONLY | 1 | 15
9098 | IN SERVICE | SOL4046 | BITTERNE HEALTH CENTRE | SITE SERVICES-CONSULTING ROOM | STADIOMETER | NOT KNOWN | NOT FOUND | STANLEY HEALTHCARE | INSPECTION ONLY | 1 | 15
9099 | IN SERVICE | SOL4048 | BITTERNE HEALTH CENTRE | SITE SERVICES-CONSULTING ROOM | MEDICAL FRIDGE | RA122H | 921.2117.02 | DOMETIC | PM | 1 | NOT TO BE PRICED
9100 | IN SERVICE | SOL4049 | BITTERNE HEALTH CENTRE | SITE SERVICES-CONSULTING ROOM | MEDICAL FRIDGE | A310E | 921.1500.48 | ELECTROLUX | PM | 1 | NOT TO BE PRICED
9101 | IN SERVICE | SOL4050 | BITTERNE HEALTH CENTRE | SITE SERVICES-CONSULTING ROOM | STADIOMETER | LEICESTER HEIGHT MEASURE | NOT FOUND | INVICTA PLASTICS LTD | INSPECTION ONLY | 1 | 15
9102 | IN SERVICE | SOL4051 | BITTERNE HEALTH CENTRE | SITE SERVICES-CONSULTING ROOM | MEDICAL FRIDGE | LC120 | 215066307 | BEKO | PM | 1 | NOT TO BE PRICED
9103 | IN SERVICE | SOL4052 | BITTERNE HEALTH CENTRE | SITE SERVICES-CONSULTING ROOM | MEDICAL FRIDGE | PBR65W-U | 111100510 | PROLINE | PM | 1 | NOT TO BE PRICED
9104 | IN SERVICE | SOL4053 | BITTERNE HEALTH CENTRE | SITE SERVICES-CONSULTING ROOM | X RAY FILM VIEWER | UKRD/5P | NOT FOUND | WARDRAG PRODUCTS LTD | PM | 1 | 25
9105 | IN SERVICE | SOL4055 | BITTERNE HEALTH CENTRE | SITE SERVICES-CONSULTING ROOM | SCALES | 665 | 1665060107350 | SECA LTD | PM | 1 | 15
9106 | IN SERVICE | SOL4056 | BITTERNE HEALTH CENTRE | SITE SERVICES-CONSULTING ROOM | DOPPLER | D920 | FD1PX0223210-07 | HUNTLEIGH HEALTHCARE | PM | 1 | 30
9107 | IN SERVICE | SOL4057 | BITTERNE HEALTH CENTRE | SITE SERVICES-CONSULTING ROOM | DOPPLER | D920 | JA4-98-29647 | HUNTLEIGH HEALTHCARE | PM | 1 | 30
9108 | IN SERVICE | SOL4058 | BITTERNE HEALTH CENTRE | SITE SERVICES-CONSULTING ROOM | DOPPLER | SONICAID | FD1PX0355077-12 | HUNTLEIGH HEALTHCARE | PM | 1 | 30
9109 | IN SERVICE | SOL4059 | BITTERNE HEALTH CENTRE | SITE SERVICES-CONSULTING ROOM | DOPPLER | D920 | JA4-98-29903 | HUNTLEIGH HEALTHCARE | PM | 1 | 30
9110 | IN SERVICE | SOL4060 | BITTERNE HEALTH CENTRE | SITE SERVICES-CONSULTING ROOM | OTOSCOPE | STANDARD | NOT FOUND | KEELER | PM | 1 | 5
9111 | IN SERVICE | SOL4061 | BITTERNE HEALTH CENTRE | SITE SERVICES-CONSULTING ROOM | OTOSCOPE | STANDARD | NOT FOUND | KEELER | PM | 1 | 5
9112 | IN SERVICE | SOL4062 | BITTERNE HEALTH CENTRE | SITE SERVICES-CONSULTING ROOM | BREATH ANALYSER | CO CHECK BABY | 4389 | MD DIAGNOSTICS LTD | PM | 1 | 95
9113 | IN SERVICE | SOL4063 | BITTERNE HEALTH CENTRE | SITE SERVICES-CONSULTING ROOM | OPHTHALMOSCOPE | 901081 | 111115104133 | WELCH ALLYN | PM | 1 | 8
9114 | IN SERVICE | SOL4064 | BITTERNE HEALTH CENTRE | SITE SERVICES-CONSULTING ROOM | OPHTHALMOSCOPE | 901081 | 120510183431 | WELCH ALLYN | PM | 1 | 8
9115 | IN SERVICE | SOL4065 | BITTERNE HEALTH CENTRE | SITE SERVICES-CONSULTING ROOM | OPHTHALMOSCOPE | 901081 | 120510174434 | WELCH ALLYN | PM | 1 | 8
9116 | IN SERVICE | SOL4066 | BITTERNE HEALTH CENTRE | SITE SERVICES-CONSULTING ROOM | HEIGHT MEASURE | LEICESTER | NOT FOUND | MARSDEN | INSPECTION ONLY | 1 | 15
9117 | IN SERVICE | SOL4067 | BITTERNE HEALTH CENTRE | SITE SERVICES-CONSULTING ROOM | DOPPLER | D520 | 91241 | HUNTLEIGH HEALTHCARE | PM | 1 | 30
9118 | IN SERVICE | SOL4068 | BITTERNE HEALTH CENTRE | SITE SERVICES-CONSULTING ROOM | DOPPLER | SONICAID | 739FX0200108-08 | HUNTLEIGH HEALTHCARE | PM | 1 | 30
9120 | IN SERVICE | SOL4070 | ADELAIDE HEALTH CENTRE | CHILDREN CONTINENCE-LEVEL 2 | HEIGHT MEASURE | LEICESTER | NOT FOUND | MARSDEN | INSPECTION ONLY | 1 | 15
9121 | IN SERVICE | SOL4071 | ADELAIDE HEALTH CENTRE | CHILDREN CONTINENCE-LEVEL 2 | SCALES | M540 | 21406125 | MARSDEN | PM | 1 | 15
9122 | IN SERVICE | SOL4074 | ADELAIDE HEALTH CENTRE | CHILDREN CONTINENCE-LEVEL 2 | BLOOD PRESSURE MONITOR | M5-1 | 3Z06498L | OMRON HEALTHCARE | PM | 1 | 8
9123 | IN SERVICE | SOL4075 | ADELAIDE HEALTH CENTRE | CHILDREN CONTINENCE-LEVEL 2 | BLOOD PRESSURE MONITOR | M6 AC | 20150700538VG | OMRON HEALTHCARE | PM | 1 | 8
9124 | IN SERVICE | SOL4076 | ADELAIDE HEALTH CENTRE | CHILDREN CONTINENCE-LEVEL 2 | BLOOD PRESSURE MONITOR | M6 AC | 20150700539VG | OMRON HEALTHCARE | PM | 1 | 8
9125 | IN SERVICE | SOL4077 | ADELAIDE HEALTH CENTRE | CHILDREN CONTINENCE-LEVEL 2 | BLOOD PRESSURE MONITOR | ANEROID | NOT FOUND | ACCOSON | PM | 1 | 8
9126 | IN SERVICE | SOL4078 | ADELAIDE HEALTH CENTRE | CHILDREN CONTINENCE-LEVEL 2 | BLOOD PRESSURE MONITOR | GENERIC | NOT FOUND | ORGANON | PM | 1 | 8
9127 | IN SERVICE | SOL4080 | ADELAIDE HEALTH CENTRE | CHILDREN CONTINENCE-LEVEL 2 | HEIGHT MEASURE | LEICESTER | NOT FOUND | MARSDEN | INSPECTION ONLY | 1 | 15
9128 | IN SERVICE | SOL4081 | ADELAIDE HEALTH CENTRE | CHILDREN CONTINENCE-LEVEL 2 | BLOOD PRESSURE MONITOR | AH-101 | A5200237 | MARUMAN | PM | 1 | 8
9129 | IN SERVICE | SOL4082 | ADELAIDE HEALTH CENTRE | CHILDREN CONTINENCE-LEVEL 2 | OTOSCOPE | HS-OT10 | 201393 | LYALL WILLIS | PM | 1 | 8
9130 | IN SERVICE | SOL4083 | ADELAIDE HEALTH CENTRE | CHILDREN CONTINENCE-LEVEL 2 | BLOOD PRESSURE MONITOR | ANEROID | NOT FOUND | ACCOSON | PM | 1 | 8
9131 | IN SERVICE | SOL4085 | ADELAIDE HEALTH CENTRE | CHILDREN CONTINENCE-LEVEL 2 | SCALES | 761 | 2761140136659 | SECA LTD | PM | 1 | 15
9132 | IN SERVICE | SOL4086 | ADELAIDE HEALTH CENTRE | CHILDREN CONTINENCE-LEVEL 2 | ENURESIS ALARM | SM1 | NOT FOUND | NH EASTWOOD | PM | 1 | 10
9133 | IN SERVICE | SOL4088 | ADELAIDE HEALTH CENTRE | CHILDREN CONTINENCE-LEVEL 2 | ENURESIS ALARM | SM1 | NOT FOUND | NH EASTWOOD | PM | 1 | 10
9134 | IN SERVICE | SOL4089 | ADELAIDE HEALTH CENTRE | CHILDREN CONTINENCE-LEVEL 2 | ENURESIS ALARM | SM1 | NOT FOUND | NH EASTWOOD | PM | 1 | 10
9135 | IN SERVICE | SOL4100 | ADELAIDE HEALTH CENTRE | CHILDREN CONTINENCE-LEVEL 2 | ENURESIS ALARM | SM1 | NOT FOUND | NSPIRE | PM | 1 | 10
9136 | IN SERVICE | SOL4102 | ADELAIDE HEALTH CENTRE | CHILDREN CONTINENCE-LEVEL 2 | ENURESIS ALARM | SM1 | NOT FOUND | NSPIRE | PM | 1 | 10
9137 | IN SERVICE | SOL4103 | ADELAIDE HEALTH CENTRE | CHILDREN CONTINENCE-LEVEL 2 | ENURESIS ALARM | SM1 | NOT FOUND | NSPIRE | PM | 1 | 10
9138 | IN SERVICE | SOL4123 | ADELAIDE HEALTH CENTRE | CHILDREN CONTINENCE-LEVEL 2 | ENURESIS ALARM | DP1S | NOT FOUND | VIBRAWAKE | PM | 1 | 10
9139 | IN SERVICE | SOL4125 | ADELAIDE HEALTH CENTRE | CHILDREN CONTINENCE-LEVEL 2 | ENURESIS ALARM | FX2000 | NOT FOUND | DRINITE | PM | 1 | 10
9140 | IN SERVICE | SOL4131 | ADELAIDE HEALTH CENTRE | CHILDREN CONTINENCE-LEVEL 2 | BLOOD PRESSURE MONITOR | M7 | 20150300498LF | OMRON HEALTHCARE | PM | 1 | 8
9141 | IN SERVICE | SOL4142 | PICKLES COPPICE | DENTAL-SURGERY 2 | DENTAL SPITOON | SPITOON | NOT FOUND | DURR DENTAL | ASSET ONLY | 1 | NOT TO BE PRICED
9142 | IN SERVICE | SOL4147 | PICKLES COPPICE | DENTAL-SURGERY 3 | DENTAL CHAIR | UNKNOWN | NOT FOUND | DENTALEZ | OEM-AIH | 1 | 200
9143 | IN SERVICE | SOL4150 | PICKLES COPPICE | DENTAL-SURGERY 3 | DENTAL SUCTION UNIT | VS 300 | S001567 | DURR DENTAL | OEM-AIH | 1 | 400
9144 | IN SERVICE | SOL4155 | PICKLES COPPICE | DENTAL-SURGERY 2 | DENTAL SUCTION UNIT | VSA 300S | L398804009 | DURR DENTAL | OEM-AIH | 1 | 400
9145 | IN SERVICE | SOL4160 | PICKLES COPPICE | DENTAL-SURGERY 1 | DENTAL CHAIR | 037 | ADD070250 | BELMONT | OEM-AIH | 1 | 200
9146 | IN SERVICE | SOL4161 | PICKLES COPPICE | DENTAL-SURGERY 1 | DENTAL SPITOON | CLESTA-SPITTON | FBD03188 | BELMONT | OEM-AIH | 1 | 110
9147 | IN SERVICE | SOL4165 | PICKLES COPPICE | DENTAL-SURGERY 1 | DENTAL SUCTION UNIT | VS 300 | S001204 | DURR DENTAL | OEM-AIH | 1 | 400
9148 | IN SERVICE | SOL4178 | PICKLES COPPICE | DENTAL-X-RAY ROOM | WHEELCHAIR | MDL2AP18R | 22888 | R HEALTHCARE | OEM-AIH | 1 | 25
9149 | IN SERVICE | SOL4179 | PICKLES COPPICE | DENTAL-X-RAY ROOM | DENTAL PULP TESTER | B1000 ANALOGUE | 8908 | PULPPEN | OEM-AIH | 1 | 10
9151 | IN SERVICE | SOL4181 | PICKLES COPPICE | DENTAL-STORE ROOM | BLOOD PRESSURE MONITOR | UA-767 | 5090800313 | A&D INSTRUMENTS | OEM-AIH | 1 | 8
9152 | IN SERVICE | SOL4182 | PICKLES COPPICE | DENTAL-STORE ROOM | GLUCOMETER | ACCU-CHEK PERFORMA | 55205892394 | ROCHE DIAGNOSTICS | ASSET ONLY | 1 | NOT TO BE PRICED
9153 | IN SERVICE | SOL4183 | PICKLES COPPICE | DENTAL-STORE ROOM | PULSE OXIMETER-FINGER | PURESAT | 501078182 | NONIN | OEM-AIH | 1 | 15
9157 | IN SERVICE | SOL4189 | PICKLES COPPICE | DENTAL-STORE ROOM | AIR COMPRESSOR | VTS200D | NOT FOUND | BAMBI AIR LTD | OEM-AIH | 1 | 550
9158 | IN SERVICE | SOL4190 | PICKLES COPPICE | DENTAL-STORE ROOM | DENTAL HOT AIR BLOWER | SAFE AIR | 14764 | CARBOLITE | OEM-AIH | 1 | 20
9159 | IN SERVICE | SOL4198 | PICKLES COPPICE | DENTAL-STORE ROOM | DENTAL LIGHT | N30 | NOT FOUND | DERUNGS LICHT AG | OEM-AIH | 1 | 8
9160 | IN SERVICE | SOL4201 | ADELAIDE HEALTH CENTRE | HEALTH VISITING AND SCHOOL NURSING | SCALES | 835 | 5835-136080791 | SECA LTD | PM | 1 | 15
9161 | IN SERVICE | SOL4202 | ADELAIDE HEALTH CENTRE | HEALTH VISITING AND SCHOOL NURSING | HEIGHT MEASURE | LEICESTER | NOT FOUND | SECA LTD | INSPECTION ONLY | 1 | 15
9162 | IN SERVICE | SOL4203 | ADELAIDE HEALTH CENTRE | HEALTH VISITING AND SCHOOL NURSING | HEIGHT MEASURE | LEICESTER | NOT FOUND | MARSDEN | INSPECTION ONLY | 1 | 15
9163 | IN SERVICE | SOL4207 | THORNHILL CENTRE FOR HEALTHY LIVING | COMMUNITY PAEDIATRIC MEDICAL SERVICES | OTOSCOPE | STANDARD | NOT FOUND | KEELER | PM | 1 | 5
9164 | IN SERVICE | SOL4208 | THORNHILL CENTRE FOR HEALTHY LIVING | COMMUNITY PAEDIATRIC MEDICAL SERVICES | OTOSCOPE | STANDARD | NOT FOUND | KEELER | PM | 1 | 5
9165 | IN SERVICE | SOL4209 | THORNHILL CENTRE FOR HEALTHY LIVING | COMMUNITY PAEDIATRIC MEDICAL SERVICES | OTOSCOPE | STANDARD | NOT FOUND | KEELER | PM | 1 | 5
9166 | IN SERVICE | SOL4213 | THORNHILL CENTRE FOR HEALTHY LIVING | COMMUNITY PAEDIATRIC MEDICAL SERVICES | BLOOD PRESSURE MONITOR | HEM-907E | 20110300058AF | OMRON HEALTHCARE | PM | 1 | 8
9167 | IN SERVICE | SOL4214 | ROYAL SOUTH HANTS HOSPITAL | COMMUNITY PAEDIATRIC MEDICAL SERVICES | SCALES | 834 | 880804 | SECA LTD | PM | 1 | 15
9168 | IN SERVICE | SOL4216 | BITTERNE HEALTH CENTRE | SITE SERVICES-CONSULTING ROOM | STADIOMETER | WALL MOUNTED | NOT FOUND | RAVEN EQUIPMENT LTD | INSPECTION ONLY | 1 | 15
9169 | IN SERVICE | SOL4217 | THORNHILL CENTRE FOR HEALTHY LIVING | COMMUNITY PAEDIATRIC MEDICAL SERVICES | SCALES | 384 | 5384352126676 | SECA LTD | PM | 1 | 15
9170 | IN SERVICE | SOL4220 | ALDERMOOR HEALTH CENTRE | PODIATRY-ROOM 52 | LIGHT-BENCH MOUNTED | D20251 | M3-09-01 | DAYLIGHT COMPANY | PM | 1 | 10
9171 | IN SERVICE | SOL4221 | NORTH BADDESLEY HEALTH CENTRE | PODIATRY-PODIATRY CLINIC | PLINTH | 503 | 503CDTEC13007 | PLINTH MEDICAL | PM | 1 | 45
9172 | IN SERVICE | SOL4222 | NORTH BADDESLEY HEALTH CENTRE | PODIATRY-PODIATRY CLINIC | LIGHT-EXAMINATION | LFM-101 | 372422 | THOUSAND & ONE LAMPS | PM | 1 | 10
9173 | IN SERVICE | SOL4223 | NORTH BADDESLEY HEALTH CENTRE | PODIATRY-PODIATRY CLINIC | DRILL-PODIATRY | BERCHTOLD S30 | 1411 | CANONBURY | PM | 1 | 45
9174 | IN SERVICE | SOL4225 | ADELAIDE HEALTH CENTRE | GP SURGERY | LIGHT-EXAMINATION | LHH PLUS | 88479 | LUXO LTD | PM | 1 | 10
9175 | IN SERVICE | SOL4227 | ADELAIDE HEALTH CENTRE | GP SURGERY | LIGHT-EXAMINATION | XL600 | NOT FOUND | EDL LIGHTING | PM | 1 | 10
9176 | IN SERVICE | SOL4233 | ADELAIDE HEALTH CENTRE | GP SURGERY | SPIROMETER | MICROLAB | 085-65415 | CAREFUSION | PM | 1 | 125
9177 | IN SERVICE | SOL4234 | ADELAIDE HEALTH CENTRE | GP SURGERY | SPIROMETER | MICROLAB | 085-60737 | CAREFUSION | PM | 1 | 125
9178 | IN SERVICE | SOL4235 | ADELAIDE HEALTH CENTRE | GP SURGERY | BREATH ANALYSER | MICRO CO | 073-58157 | MICRO MEDICAL | PM | 1 | 95
9179 | IN SERVICE | SOL4236 | ADELAIDE HEALTH CENTRE | GP SURGERY | BREATH ANALYSER | PICO | PP066725 | BEDFONT SCIENTIFIC | PM | 1 | 95
9180 | IN SERVICE | SOL4237 | ADELAIDE HEALTH CENTRE | GP SURGERY | DOPPLER | MD2 | MD2P10215367-09 | HUNTLEIGH HEALTHCARE | PM | 1 | 30
9181 | IN SERVICE | SOL4238 | ADELAIDE HEALTH CENTRE | GP SURGERY | GLUCOMETER | ACCU-CHEK PERFORMA | 54201372406 | ROCHE DIAGNOSTICS | ASSET ONLY | 1 | NOT TO BE PRICED
9182 | IN SERVICE | SOL4239 | ADELAIDE HEALTH CENTRE | GP SURGERY | BLOOD PRESSURE MONITOR | ANEROID | 101110149 | ACCOSON | PM | 1 | 8
9183 | IN SERVICE | SOL4240 | ADELAIDE HEALTH CENTRE | GP SURGERY | BLOOD PRESSURE MONITOR | M2BASIC | 20140411722VG | OMRON HEALTHCARE | PM | 1 | 8
9184 | IN SERVICE | SOL4242 | ADELAIDE HEALTH CENTRE | GP SURGERY | BLOOD PRESSURE MONITOR | MEDICUS PRESTIGE | 787172296 | BOSO | PM | 1 | 8
9185 | IN SERVICE | SOL4244 | ADELAIDE HEALTH CENTRE | GP SURGERY | BLOOD PRESSURE RECORDER | MOBIL-O-GRAPH | C17017 | NUMED MEDICAL | PM | 1 | 140
9186 | IN SERVICE | SOL4245 | ADELAIDE HEALTH CENTRE | GP SURGERY | BLOOD PRESSURE RECORDER | MOBIL-O-GRAPH | C07026 | NUMED MEDICAL | PM | 1 | 140
9187 | IN SERVICE | SOL4248 | ADELAIDE HEALTH CENTRE | GP SURGERY | URINE ANALYSER | CLINITEK STATUS + | NOT FOUND | SIEMENS MEDICAL LTD | PM | 1 | 65
9188 | IN SERVICE | SOL4249 | ADELAIDE HEALTH CENTRE | GP SURGERY | MEDICAL FRIDGE | PE102 | 1784-028 | LEC MEDICAL | PM | 1 | NOT TO BE PRICED
9190 | IN SERVICE | SOL4256 | ADELAIDE HEALTH CENTRE | TISSUE VIABILITY SERVICE-CLINIC ROOM | BLOOD PRESSURE MONITOR | PRESSOSTABIL | 101208091524 | WELCH ALLYN | PM | 1 | 8
9191 | IN SERVICE | SOL4258 | ADELAIDE HEALTH CENTRE | TISSUE VIABILITY SERVICE-CLINIC ROOM | LIGHT-EXAMINATION | XL600 | NOT FOUND | EDL LIGHTING | PM | 1 | 10
9192 | IN SERVICE | SOL4259 | ADELAIDE HEALTH CENTRE | TISSUE VIABILITY SERVICE-CLINIC ROOM | HEIGHT MEASURE | LEICESTER | NOT FOUND | SECA LTD | INSPECTION ONLY | 1 | 15
9193 | IN SERVICE | SOL4262 | ADELAIDE HEALTH CENTRE | TISSUE VIABILITY SERVICE-CLINIC ROOM | TROLLEY-ULTRASOUND | MOBILE DOCKING SYSTEM LITE II | WM03C2 | SONOSITE | OEM-AIH | 1 | 20
9194 | IN SERVICE | SOL4269 | ADELAIDE HEALTH CENTRE | GP SURGERY | LIGHT-EXAMINATION | XL600 | NOT FOUND | EDL LIGHTING | PM | 1 | 10
9195 | IN SERVICE | SOL4270 | ADELAIDE HEALTH CENTRE | GP SURGERY | HEIGHT MEASURE | LEICESTER | NOT FOUND | SECA LTD | INSPECTION ONLY | 1 | 15
9196 | IN SERVICE | SOL4273 | ADELAIDE HEALTH CENTRE | GP SURGERY | THERMOMETER | BRAUN | 17616K52322 | WELCH ALLYN | PM | 1 | 15
9197 | IN SERVICE | SOL4274 | ADELAIDE HEALTH CENTRE | GP SURGERY | SCALES | 877 | 5877124091982 | SECA LTD | PM | 1 | 15
9198 | IN SERVICE | SOL4276 | ADELAIDE HEALTH CENTRE | GP SURGERY | LIGHT-EXAMINATION | XL600 | NOT FOUND | EDL LIGHTING | PM | 1 | 10
9199 | IN SERVICE | SOL4278 | ADELAIDE HEALTH CENTRE | GP SURGERY | EYE CHART | FINESSE | 3670432 | KEELER | PM | 1 | 5
9200 | IN SERVICE | SOL4279 | ADELAIDE HEALTH CENTRE | GP SURGERY | HEIGHT MEASURE | LEICESTER | NOT FOUND | SECA LTD | INSPECTION ONLY | 1 | 15
9201 | IN SERVICE | SOL4280 | ADELAIDE HEALTH CENTRE | GP SURGERY | BLOOD PRESSURE MONITOR | WALL MOUNTED | 90691058 | ACCOSON | PM | 1 | 8
9202 | IN SERVICE | SOL4281 | ADELAIDE HEALTH CENTRE | GP SURGERY | THERMOMETER | BRAUN | 07616K50402 | WELCH ALLYN | PM | 1 | 15
9203 | IN SERVICE | SOL4282 | ADELAIDE HEALTH CENTRE | GP SURGERY | THERMOMETER | THERMOSCAN 6022 | 11108343733 | BRAUN | PM | 1 | 15
9204 | IN SERVICE | SOL4283 | ADELAIDE HEALTH CENTRE | GP SURGERY | PULSE OXIMETER-FINGER | ANP100 | NF1508107312 | ANA WIZ LTD | PM | 1 | 15
9205 | IN SERVICE | SOL4285 | ADELAIDE HEALTH CENTRE | TISSUE VIABILITY SERVICE-CLINIC ROOM | LIGHT-EXAMINATION | XL600 | NOT FOUND | EDL LIGHTING | PM | 1 | 10
9206 | IN SERVICE | SOL4286 | ADELAIDE HEALTH CENTRE | TISSUE VIABILITY SERVICE-CLINIC ROOM | HEIGHT MEASURE | LEICESTER | NOT FOUND | SECA LTD | INSPECTION ONLY | 1 | 15
9207 | IN SERVICE | SOL4289 | ADELAIDE HEALTH CENTRE | TISSUE VIABILITY SERVICE-CLINIC ROOM | BLOOD PRESSURE MONITOR | PRESSOSTABIL | 101208091752 | WELCH ALLYN | PM | 1 | 8
9208 | IN SERVICE | SOL4290 | ADELAIDE HEALTH CENTRE | TISSUE VIABILITY SERVICE-CLINIC ROOM | LIGHT-EXAMINATION | XL600 | NOT FOUND | EDL LIGHTING | PM | 1 | 10
9209 | IN SERVICE | SOL4292 | ADELAIDE HEALTH CENTRE | TISSUE VIABILITY SERVICE-CLINIC ROOM | BLOOD PRESSURE MONITOR | PRESSOSTABIL | 7096729 | WELCH ALLYN | PM | 1 | 8
9210 | IN SERVICE | SOL4294 | ADELAIDE HEALTH CENTRE | TISSUE VIABILITY SERVICE-CLINIC ROOM | HEIGHT MEASURE | LEICESTER | NOT FOUND | SECA LTD | INSPECTION ONLY | 1 | 15
9211 | IN SERVICE | SOL4295 | ADELAIDE HEALTH CENTRE | PODIATRY-PODIATRY CLINIC | CHAIR-BARIATRIC | NOT KNOWN | NOT FOUND | PLINTH MEDICAL | PM | 1 | 45
9212 | IN SERVICE | SOL4297 | ADELAIDE HEALTH CENTRE | GP SURGERY | BLOOD PRESSURE MONITOR | WALL MOUNTED | 90600994 | ACCOSON | PM | 1 | 8
9213 | IN SERVICE | SOL4298 | ADELAIDE HEALTH CENTRE | GP SURGERY | SCALES | 761 | 2761146092178 | SECA LTD | PM | 1 | 15
9214 | IN SERVICE | SOL4300 | ADELAIDE HEALTH CENTRE | GP SURGERY | OPHTHALMOSCOPE | 901081 | NOT FOUND | WELCH ALLYN | PM | 1 | 5
9215 | IN SERVICE | SOL4301 | ADELAIDE HEALTH CENTRE | GP SURGERY | LIGHT-EXAMINATION | XL600 | NOT FOUND | EDL LIGHTING | PM | 1 | 10
9216 | IN SERVICE | SOL4304 | ADELAIDE HEALTH CENTRE | GP SURGERY | THERMOMETER | THERMOSCAN PRO 6000 | 33112K03089 | BRAUN | PM | 1 | 15
9217 | IN SERVICE | SOL4306 | ADELAIDE HEALTH CENTRE | COPD-LEVEL 1 RECORDS STORE | PULSE OXIMETER-FINGER | MD300C2 | 171902000988 | BEIJING CHOICE ELECTRONICS | PM | 1 | 15
9218 | IN SERVICE | SOL4310 | ADELAIDE HEALTH CENTRE | COPD-LEVEL 1 RECORDS STORE | BLOOD PRESSURE MONITOR | M3 | 20120305120VG | OMRON HEALTHCARE | PM | 1 | 8
9219 | IN SERVICE | SOL4311 | ADELAIDE HEALTH CENTRE | COPD-LEVEL 1 RECORDS STORE | PULSE OXIMETER-FINGER | WRIST | 502031933 | NONIN | PM | 1 | 15
9220 | IN SERVICE | SOL4312 | WESTERN COMMUNITY HOSPITAL | SNOWDON WARD-MAIN BLOCK | STIMULATOR-MUSCLE | STIM | 140804836 | WELL LIFE HEALTHCARE | PM | 1 | 25
9221 | IN SERVICE | SOL4313 | WESTERN COMMUNITY HOSPITAL | COMMUNITY STROKE TEAM-WESTERN WING | BLOOD PRESSURE MONITOR | WATCH | 11130332 | MICROLIFE HEALTH | PM | 1 | 8
9222 | IN SERVICE | SOL4314 | WESTERN COMMUNITY HOSPITAL | COMMUNITY STROKE TEAM-WESTERN WING | BLOOD PRESSURE MONITOR | UA-767 | 5110102041 | A&D INSTRUMENTS | PM | 1 | 8
9223 | IN SERVICE | SOL4315 | WESTERN COMMUNITY HOSPITAL | COMMUNITY STROKE TEAM-WESTERN WING | BLOOD PRESSURE MONITOR | BPM1C | 151022028124111 | KINETIC MEDICAL | PM | 1 | 8
9224 | IN SERVICE | SOL4316 | WESTERN COMMUNITY HOSPITAL | SNOWDON WARD-MAIN BLOCK | BLOOD PRESSURE MONITOR | BPM1C | 150592035144106 | KINETIC MEDICAL | PM | 1 | 8
9225 | IN SERVICE | SOL4317 | WESTERN COMMUNITY HOSPITAL | COMMUNITY STROKE TEAM-WESTERN WING | OPHTHALMOSCOPE | 901081 | 160824002138 | WELCH ALLYN | PM | 1 | 8
9227 | IN SERVICE | SOL4322 | ROYAL SOUTH HANTS HOSPITAL | INPATIENT THERAPY-CLINICAL STAFF | HOIST | MAJOR 190 | MJEL05091456 | OXFORD INSTRUMENTS | OEM-MEDACO | 1 | 90
9228 | IN SERVICE | SOL4323 | ROYAL SOUTH HANTS HOSPITAL | INPATIENT THERAPY-CLINICAL STAFF | HOIST | M150 | MSE1501661 | FREEWAY | OEM-MEDACO | 1 | 90
9229 | IN SERVICE | SOL4324 | ROYAL SOUTH HANTS HOSPITAL | INPATIENT THERAPY-CLINICAL STAFF | AIR COMPRESSOR-LIFTING CUSHION | ELK | 183838 | MANGAR | PM | 1 | 78
9230 | IN SERVICE | SOL4325 | ROYAL SOUTH HANTS HOSPITAL | INPATIENT THERAPY-CLINICAL STAFF | AIR COMPRESSOR-LIFTING CUSHION | ELK | 184785 | MANGAR | PM | 1 | 78
9231 | IN SERVICE | SOL4326 | ROYAL SOUTH HANTS HOSPITAL | INPATIENT THERAPY-CLINICAL STAFF | AIR COMPRESSOR-LIFTING CUSHION | ELK | 165065 | MANGAR | PM | 1 | 78
9232 | IN SERVICE | SOL4327 | ROYAL SOUTH HANTS HOSPITAL | INPATIENT THERAPY-CLINICAL STAFF | AIR COMPRESSOR-LIFTING CUSHION | ELK | 183823 | MANGAR | PM | 1 | 78
9233 | IN SERVICE | SOL4328 | ROYAL SOUTH HANTS HOSPITAL | INPATIENT THERAPY-CLINICAL STAFF | WALKER | 240S | AL9199-07-0833 | DMA | PM | 1 | 25
9235 | IN SERVICE | SOL4332 | ROYAL SOUTH HANTS HOSPITAL | INPATIENT THERAPY-CLINICAL STAFF | WALKER | U8H1917BLK22SMF | U8H192012104004 | SUNRISE MEDICAL | PM | 1 | 20
9236 | IN SERVICE | SOL4333 | ROYAL SOUTH HANTS HOSPITAL | INPATIENT THERAPY-CLINICAL STAFF | WHEELCHAIR | U9H1917BLK12MSF | U9H192012105009 | SUNRISE MEDICAL | PM | 1 | 20
9237 | IN SERVICE | SOL4334 | ROYAL SOUTH HANTS HOSPITAL | INPATIENT THERAPY-CLINICAL STAFF | BALANCE MONITOR | BALANCE SYSTEM SD | 9061322 | BIODEX | PM | 1 | 55
9238 | IN SERVICE | SOL4335 | ROYAL SOUTH HANTS HOSPITAL | INPATIENT THERAPY-CLINICAL STAFF | WHEELCHAIR | U9H1917BLK12MSF | U9H192012104006 | SUNRISE MEDICAL | PM | 1 | 20
9239 | IN SERVICE | SOL4336 | ROYAL SOUTH HANTS HOSPITAL | INPATIENT THERAPY-CLINICAL STAFF | WHEELCHAIR | U9H1917BLK12MSF | U9H192012104019 | SUNRISE MEDICAL | PM | 1 | 20
9240 | IN SERVICE | SOL4337 | ROYAL SOUTH HANTS HOSPITAL | INPATIENT THERAPY-CLINICAL STAFF | WHEELCHAIR | U9H1917BLK12MSF | U9H192012104001 | SUNRISE MEDICAL | PM | 1 | 20
9241 | IN SERVICE | SOL4338 | ROYAL SOUTH HANTS HOSPITAL | INPATIENT THERAPY-CLINICAL STAFF | BALANCE MONITOR | BALANCE SYSTEM SD | 10010090 | BIODEX | PM | 1 | 55
9242 | IN SERVICE | SOL4339 | ROYAL SOUTH HANTS HOSPITAL | INPATIENT THERAPY-CLINICAL STAFF | WALKER | NOT KNOWN | AJ01080235 | COOPER | PM | 1 | 25
9243 | IN SERVICE | SOL4341 | ROYAL SOUTH HANTS HOSPITAL | INPATIENT THERAPY-CLINICAL STAFF | HEIGHT MEASURE | LEICESTER | NOT FOUND | MARSDEN | INSPECTION ONLY | 1 | 15
9244 | IN SERVICE | SOL4342 | ROYAL SOUTH HANTS HOSPITAL | INPATIENT THERAPY-CLINICAL STAFF | HEIGHT MEASURE | LEICESTER | NOT FOUND | MARSDEN | INSPECTION ONLY | 1 | 15
9245 | IN SERVICE | SOL4343 | ROYAL SOUTH HANTS HOSPITAL | INPATIENT THERAPY-CLINICAL STAFF | HEIGHT MEASURE | LEICESTER | NOT FOUND | MARSDEN | INSPECTION ONLY | 1 | 15
9246 | IN SERVICE | SOL4346 | ROYAL SOUTH HANTS HOSPITAL | INPATIENT THERAPY-CLINICAL STAFF | TABLE-TREATMENT | NOT KNOWN | 71114195091645 | HOSKINS MEDICAL | PM | 1 | 20
9247 | IN SERVICE | SOL4347 | ROYAL SOUTH HANTS HOSPITAL | DIABETES CENTRE-COPD | AUDIOMETER | ST-805 | NOT FOUND | PREMIER MEDICAL | OEM-AIH | 1 | 146
9248 | IN SERVICE | SOL4348 | ROYAL SOUTH HANTS HOSPITAL | INPATIENT THERAPY-CLINICAL STAFF | PULSE OXIMETER-FINGER | JPD-500D | 8426500D06282 | MEASUPRO | PM | 1 | 15
9249 | IN SERVICE | SOL4350 | ROYAL SOUTH HANTS HOSPITAL | TB SERVICE-CLINIC ROOM 1 | BLOOD PRESSURE MONITOR | M6 AC | 20140501755VG | OMRON HEALTHCARE | PM | 1 | 8
9250 | IN SERVICE | SOL4354 | ROYAL SOUTH HANTS HOSPITAL | TB SERVICE-CLINIC ROOM 1 | THERMOMETER | GENTLE TEMP 510 | 20110503309UF | OMRON HEALTHCARE | PM | 1 | 15
9251 | IN SERVICE | SOL4358 | ROYAL SOUTH HANTS HOSPITAL | TB SERVICE-CLINIC ROOM 1 | PLINTH | A3221 | 24004 | ARJO HUNTLEIGH | PM | 1 | 35
9252 | IN SERVICE | SOL4359 | ROYAL SOUTH HANTS HOSPITAL | TB SERVICE-CLINIC ROOM 1 | MEDICAL FRIDGE | PE102 | 0542-161 | LEC MEDICAL | PM | 1 | NOT TO BE PRICED
9253 | IN SERVICE | SOL4370 | ROYAL SOUTH HANTS HOSPITAL | BRAMBLES WARD-UPPER BRAMBLES | VITAL SIGNS MONITOR | 52000 | 200401302 | WELCH ALLYN | PM | 1 | 55
9254 | IN SERVICE | SOL4373 | ROYAL SOUTH HANTS HOSPITAL | BRAMBLES WARD-UPPER BRAMBLES | MATTRESS PUMP | NIMBUS 3 | NB342047 | ARJO HUNTLEIGH | PM | 1 | 45
9255 | IN SERVICE | SOL4376 | ROYAL SOUTH HANTS HOSPITAL | DIABETES CENTRE-COPD | OPHTHALMOSCOPE | 901081 | 110808131937 | WELCH ALLYN | PM | 1 | 8
9256 | IN SERVICE | SOL4377 | ROYAL SOUTH HANTS HOSPITAL | DIABETES CENTRE-COPD | BLOOD PRESSURE MONITOR | MAXI STABIL 3 | 10022103 | WELCH ALLYN | PM | 1 | 8
9257 | IN SERVICE | SOL4378 | ROYAL SOUTH HANTS HOSPITAL | DIABETES CENTRE-COPD | BLOOD PRESSURE MONITOR | MAXI STABIL 3 | 10021731 | WELCH ALLYN | PM | 1 | 8
9258 | IN SERVICE | SOL4381 | ROYAL SOUTH HANTS HOSPITAL | DIABETES CENTRE-COPD | PLINTH | HYDRAULIC | NOT FOUND | NESBIT EVANS | PM | 1 | 35
9259 | IN SERVICE | SOL4382 | ROYAL SOUTH HANTS HOSPITAL | DIABETES CENTRE-COPD | LIGHT-EXAMINATION | LFM-101 | NOT FOUND | LUXO LTD | PM | 1 | 10
9260 | IN SERVICE | SOL4386 | ROYAL SOUTH HANTS HOSPITAL | BRAMBLES WARD-FLOOR D CUPBOARD | WHEELCHAIR | U9H1917BLK12MSF | U9H192012104013 | SUNRISE MEDICAL | PM | 1 | 20
9261 | IN SERVICE | SOL4387 | ROYAL SOUTH HANTS HOSPITAL | BRAMBLES WARD-FLOOR D CUPBOARD | MATTRESS | NB 3082 | NB344161 | ARJO HUNTLEIGH | PM | 1 | 45
9262 | IN SERVICE | SOL4388 | ROYAL SOUTH HANTS HOSPITAL | BRAMBLES WARD-FLOOR D CUPBOARD | MATTRESS | NB 3082 | NB340036 | ARJO HUNTLEIGH | PM | 1 | 45
9263 | IN SERVICE | SOL4389 | ROYAL SOUTH HANTS HOSPITAL | BRAMBLES WARD-FLOOR D CUPBOARD | MATTRESS | NB 3082 | 1312000049 | ARJO HUNTLEIGH | PM | 1 | 45
9264 | IN SERVICE | SOL4390 | ROYAL SOUTH HANTS HOSPITAL | BRAMBLES WARD-FLOOR D CUPBOARD | MATTRESS | NB 3082 | NB354261 | ARJO HUNTLEIGH | PM | 1 | 45
9265 | IN SERVICE | SOL4391 | ROYAL SOUTH HANTS HOSPITAL | BRAMBLES WARD-FLOOR D CUPBOARD | MATTRESS | NB 3082 | 1312000052 | ARJO HUNTLEIGH | PM | 1 | 45
9266 | IN SERVICE | SOL4392 | ROYAL SOUTH HANTS HOSPITAL | BRAMBLES WARD-FLOOR D CUPBOARD | MATTRESS | NB 3082 | NB321992 | ARJO HUNTLEIGH | PM | 1 | 45
9267 | IN SERVICE | SOL4393 | ROYAL SOUTH HANTS HOSPITAL | BRAMBLES WARD-FLOOR D CUPBOARD | MATTRESS | NB 3082 | 1311000053 | ARJO HUNTLEIGH | PM | 1 | 45
9268 | IN SERVICE | SOL4394 | ROYAL SOUTH HANTS HOSPITAL | BRAMBLES WARD-FLOOR D CUPBOARD | MATTRESS PUMP | NIMBUS PRO | 651000229 | ARJO HUNTLEIGH | PM | 1 | 45
9269 | IN SERVICE | SOL4397 | ROYAL SOUTH HANTS HOSPITAL | BRAMBLES WARD-FLOOR D CUPBOARD | VITAL SIGNS MONITOR | 420 SERIES | 201402666 | WELCH ALLYN | PM | 1 | 55
9270 | IN SERVICE | SOL4398 | ROYAL SOUTH HANTS HOSPITAL | BRAMBLES WARD-FLOOR D CUPBOARD | VITAL SIGNS MONITOR | 420 SERIES | 201402642 | WELCH ALLYN | PM | 1 | 55
9271 | IN SERVICE | SOL4403 | ROYAL SOUTH HANTS HOSPITAL | BRAMBLES WARD-FLOOR D CUPBOARD | HEIGHT MEASURE | LEICESTER | NOT FOUND | SECA LTD | INSPECTION ONLY | 1 | 15
9272 | IN SERVICE | SOL4407 | ROYAL SOUTH HANTS HOSPITAL | BRAMBLES WARD-CUPBOARD | CHAIR SENSOR | 25023 | 364033 | TABS | PM | 1 | 10
9273 | IN SERVICE | SOL4408 | ROYAL SOUTH HANTS HOSPITAL | BRAMBLES WARD-CUPBOARD | CHAIR SENSOR | 25023 | 388520 | TABS | PM | 1 | 10
9274 | IN SERVICE | SOL4409 | ROYAL SOUTH HANTS HOSPITAL | BRAMBLES WARD-CUPBOARD | CHAIR SENSOR | 25023 | 399494 | TABS | PM | 1 | 10
9275 | IN SERVICE | SOL4411 | ROYAL SOUTH HANTS HOSPITAL | BRAMBLES WARD-CUPBOARD | CHAIR SENSOR | 25023 | 368248 | TABS | PM | 1 | 10
9276 | IN SERVICE | SOL4413 | ROYAL SOUTH HANTS HOSPITAL | BRAMBLES WARD-CUPBOARD | CHAIR SENSOR | 25023 | 368256 | TABS | PM | 1 | 10
9277 | IN SERVICE | SOL4414 | ROYAL SOUTH HANTS HOSPITAL | BRAMBLES WARD-CUPBOARD | BED SENSOR | RG2 | 14033-192 | RAMBLEGARD | PM | 1 | 10
9278 | IN SERVICE | SOL4415 | ROYAL SOUTH HANTS HOSPITAL | BRAMBLES WARD-CUPBOARD | BED SENSOR | RG2 | 14033-194 | RAMBLEGARD | PM | 1 | 10
9279 | IN SERVICE | SOL4416 | ROYAL SOUTH HANTS HOSPITAL | BRAMBLES WARD-CUPBOARD | BED SENSOR | RG2 | 14033-195 | RAMBLEGARD | PM | 1 | 10
9280 | IN SERVICE | SOL4120 | ADELAIDE HEALTH CENTRE | CHILDREN CONTINENCE-LEVEL 2 | WHEELCHAIR | NONE | NOT FOUND | DRIVE DEVILBISS | PM | 1 | 25
9281 | IN SERVICE | SOL4425 | ROYAL SOUTH HANTS HOSPITAL | BRAMBLES WARD-CORRIDOR | PATIENT TRANSFER AID | SARA STEADY | 300117204 | ARJO HUNTLEIGH | PM | 1 | 70
9282 | IN SERVICE | SOL4427 | ROYAL SOUTH HANTS HOSPITAL | BRAMBLES WARD-CORRIDOR | HEIGHT MEASURE | LEICESTER | NOT FOUND | MARSDEN | INSPECTION ONLY | 1 | 15
9283 | IN SERVICE | SOL4428 | ROYAL SOUTH HANTS HOSPITAL | BRAMBLES WARD-CORRIDOR | HEIGHT MEASURE | LEICESTER | NOT FOUND | MARSDEN | INSPECTION ONLY | 1 | 15
9284 | IN SERVICE | SOL4429 | ROYAL SOUTH HANTS HOSPITAL | BRAMBLES WARD-CORRIDOR | HEIGHT MEASURE | LEICESTER | NOT FOUND | MARSDEN | INSPECTION ONLY | 1 | 15
9285 | IN SERVICE | SOL4431 | ROYAL SOUTH HANTS HOSPITAL | BRAMBLES WARD-CORRIDOR | WALKER | U8H1917BLK22SMF | U8H192012105002 | SUNRISE MEDICAL | PM | 1 | 20
9286 | IN SERVICE | SOL4432 | ROYAL SOUTH HANTS HOSPITAL | BRAMBLES WARD-CORRIDOR | WALKER | U8H1917BLK22SMF | U8H192016041005 | SUNRISE MEDICAL | PM | 1 | 20
9287 | IN SERVICE | SOL4433 | ROYAL SOUTH HANTS HOSPITAL | BRAMBLES WARD-CORRIDOR | WALKER | U8H1917BLK22SMF | U8H192012104015 | SUNRISE MEDICAL | PM | 1 | 20
9288 | IN SERVICE | SOL4434 | ROYAL SOUTH HANTS HOSPITAL | BRAMBLES WARD-CORRIDOR | WALKER | U8H1917BLK22SMF | U8H192016041039 | SUNRISE MEDICAL | PM | 1 | 20
9289 | IN SERVICE | SOL4436 | ROYAL SOUTH HANTS HOSPITAL | BRAMBLES WARD-CORRIDOR | WALKER | U8H1917BLK22SMF | U8H192016041008 | SUNRISE MEDICAL | PM | 1 | 20
9290 | IN SERVICE | SOL4437 | ROYAL SOUTH HANTS HOSPITAL | BRAMBLES WARD-CORRIDOR | WHEELCHAIR | U9H1917BLK12MSF | U9H192012104009 | SUNRISE MEDICAL | PM | 1 | 20
9291 | IN SERVICE | SOL4438 | ROYAL SOUTH HANTS HOSPITAL | BRAMBLES WARD-CORRIDOR | WALKER | U8H1917BLK22SMF | U8H192012104020 | SUNRISE MEDICAL | PM | 1 | 20
9292 | IN SERVICE | SOL4439 | ROYAL SOUTH HANTS HOSPITAL | BRAMBLES WARD-CORRIDOR | WALKER | NOT KNOWN | 1609 | Z TEC MOBILITY | PM | 1 | 25
9293 | IN SERVICE | SOL4442 | ROYAL SOUTH HANTS HOSPITAL | TB SERVICE-CLINIC ROOM 2 | MEDICAL FRIDGE | RPDF0012D | 3040715 | LABCOLD | PM | 1 | NOT TO BE PRICED
9294 | IN SERVICE | SOL4443 | ROYAL SOUTH HANTS HOSPITAL | TB SERVICE-CLINIC ROOM 2 | PLINTH | HYDRAULIC | NOT FOUND | NESBIT EVANS | PM | 1 | 35
9295 | IN SERVICE | SOL4444 | ROYAL SOUTH HANTS HOSPITAL | TB SERVICE-CLINIC ROOM 2 | THERMOMETER | TH809 | NOT FOUND | MERLIN MEDICAL | PM | 1 | 15
9296 | IN SERVICE | SOL4469 | ROYAL SOUTH HANTS HOSPITAL | BRAMBLES WARD-LOWER BRAMBLES | FLOWMETER-O2-SINGLE | TWIN | AHEK53310 | DATEX OHMEDA | PM | 1 | 5
9297 | IN SERVICE | SOL4477 | ROYAL SOUTH HANTS HOSPITAL | BRAMBLES WARD-LOWER BRAMBLES | FLOWMETER-O2-SINGLE | TWIN | AHEK53687 | DATEX OHMEDA | PM | 1 | 5
9298 | IN SERVICE | SOL4485 | ROYAL SOUTH HANTS HOSPITAL | BRAMBLES WARD-DIRTY UTILITY ROOM | MACERATOR | VORTEX | 11116 | VERNACARE | PM | 1 | 90
9299 | IN SERVICE | SOL4491 | ROYAL SOUTH HANTS HOSPITAL | NICHOLSTOWN SURGERY | SCALES | 877 | 5877211101920 | SECA LTD | PM | 1 | 15
9301 | IN SERVICE | SOL4500 | ROYAL SOUTH HANTS HOSPITAL | NICHOLSTOWN SURGERY | SCALES | 761 | 2761047094693 | SECA LTD | PM | 1 | 15
9302 | IN SERVICE | SOL2471 | ROYAL SOUTH HANTS HOSPITAL | NICHOLSTOWN SURGERY | HEIGHT MEASURE | 213 | NOT FOUND | SECA LTD | INSPECTION ONLY | 1 | 15
9303 | IN SERVICE | SOL2473 | ROYAL SOUTH HANTS HOSPITAL | NICHOLSTOWN SURGERY | BLOOD PRESSURE MONITOR | MEDICUS PRESTIGE | 787171457 | BOSO | PM | 1 | 8
9304 | IN SERVICE | SOL2468 | ROYAL SOUTH HANTS HOSPITAL | NICHOLSTOWN SURGERY | NEBULISER | 4650U | U0025617 | DRIVE DEVILBISS | PM | 1 | 15
9305 | IN SERVICE | SOL2470 | ROYAL SOUTH HANTS HOSPITAL | NICHOLSTOWN SURGERY | PULSE OXIMETER-FINGER | V60 | ED1509100392 | DARAY | PM | 1 | 15
9306 | IN SERVICE | SOL4501 | ROYAL SOUTH HANTS HOSPITAL | DENTAL-SURGERY 3 | GLUCOMETER | ACCU-CHEK PERFORMA | 55205861623 | ROCHE DIAGNOSTICS | ASSET ONLY | 1 | NOT TO BE PRICED
9307 | IN SERVICE | SOL4507 | ROYAL SOUTH HANTS HOSPITAL | DENTAL-SURGERY 3 | DENTAL CART | VOYAGER II-DENTAL CART | AU05L0044 | BELMONT | OEM-AIH | 1 | 110
9308 | IN SERVICE | SOL4508 | ROYAL SOUTH HANTS HOSPITAL | DENTAL-SURGERY 3 | DENTAL CHAIR | CLESTA-DENTAL CHAIR | NOT FOUND | BELMONT | ASSET ONLY | 5 | NOT TO BE PRICED
9309 | IN SERVICE | SOL4509 | ROYAL SOUTH HANTS HOSPITAL | DENTAL-SURGERY 3 | DENTAL SUCTION UNIT | VS 300 | U006127 | DURR DENTAL | OEM-AIH | 1 | 400
9310 | IN SERVICE | SOL4521 | ROYAL SOUTH HANTS HOSPITAL | DENTAL-CLEAN UTILITY ROOM | DENTAL CURING LIGHT | OPTIMA 10 | L15B0089H2 | BA INTERNATIONAL | OEM-AIH | 1 | 15
9311 | IN SERVICE | SOL4524 | ROYAL SOUTH HANTS HOSPITAL | FANSHAWE WARD | WALKER | U8H1917BLK22SMF | U8H192016041036 | SUNRISE MEDICAL | PM | 1 | 20
9312 | IN SERVICE | SOL4525 | ROYAL SOUTH HANTS HOSPITAL | FANSHAWE WARD | WHEELCHAIR | NOT KNOWN | 800114 | SOMATICS | PM | 1 | 20
9313 | IN SERVICE | SOL4526 | ROYAL SOUTH HANTS HOSPITAL | FANSHAWE WARD | BATTERY CHARGER-WHEELCHAIR | NOT KNOWN | AJ12090221 | SUNRISE MEDICAL | PM | 1 | 25
9314 | IN SERVICE | SOL4527 | ROYAL SOUTH HANTS HOSPITAL | FANSHAWE WARD | WHEELCHAIR | GVA896 | NOT FOUND | LOMAX | PM | 1 | 20
9315 | IN SERVICE | SOL4528 | ROYAL SOUTH HANTS HOSPITAL | FANSHAWE WARD | WHEELCHAIR | 1550187 | FM1403000289 | INVACARE | PM | 1 | 20
9316 | IN SERVICE | SOL4529 | ROYAL SOUTH HANTS HOSPITAL | FANSHAWE WARD | WHEELCHAIR | U9H1917BLK12MSF | U9H192012104015 | SUNRISE MEDICAL | PM | 1 | 20
9317 | IN SERVICE | SOL4535 | ROYAL SOUTH HANTS HOSPITAL | FANSHAWE WARD | MATTRESS | NB 3082 | NB354250 | ARJO HUNTLEIGH | PM | 1 | 45
9318 | IN SERVICE | SOL4536 | ROYAL SOUTH HANTS HOSPITAL | FANSHAWE WARD | WALKER | 100D | T0108-3 | DMA | PM | 1 | 25
9319 | IN SERVICE | SOL4537 | ROYAL SOUTH HANTS HOSPITAL | FANSHAWE WARD | MATTRESS | NB 3082 | NB344144 | ARJO HUNTLEIGH | PM | 1 | 45
9320 | IN SERVICE | SOL4538 | ROYAL SOUTH HANTS HOSPITAL | FANSHAWE WARD | MATTRESS | NB 3082 | 1312000054 | ARJO HUNTLEIGH | PM | 1 | 45
9321 | IN SERVICE | SOL4539 | ROYAL SOUTH HANTS HOSPITAL | FANSHAWE WARD | GLUCOMETER | ACCU-CHEK PERFORMA | 54200480964 | ROCHE DIAGNOSTICS | ASSET ONLY | 1 | NOT TO BE PRICED
9322 | IN SERVICE | SOL4540 | ROYAL SOUTH HANTS HOSPITAL | FANSHAWE WARD | GLUCOMETER | ACCU-CHEK PERFORMA | 54200960807 | ROCHE DIAGNOSTICS | ASSET ONLY | 1 | NOT TO BE PRICED
9323 | IN SERVICE | SOL4541 | ROYAL SOUTH HANTS HOSPITAL | FANSHAWE WARD | BED SENSOR | RG2 | 14033-412 | RAMBLEGARD | PM | 1 | 10
9324 | IN SERVICE | SOL4543 | ROYAL SOUTH HANTS HOSPITAL | FANSHAWE WARD | CHAIR SENSOR | 25023 | 364043 | TABS | PM | 1 | 10
9325 | IN SERVICE | SOL4544 | ROYAL SOUTH HANTS HOSPITAL | FANSHAWE WARD | CHAIR SENSOR | 25023 | 388525 | TABS | PM | 1 | 10
9326 | IN SERVICE | SOL4545 | ROYAL SOUTH HANTS HOSPITAL | FANSHAWE WARD | BED SENSOR | 25023 | 368246 | STANLEY HEALTHCARE | PM | 1 | 10
9327 | IN SERVICE | SOL4546 | ROYAL SOUTH HANTS HOSPITAL | FANSHAWE WARD | CHAIR SENSOR | 25023 | 388521 | TABS | PM | 1 | 10
9328 | IN SERVICE | SOL4548 | ROYAL SOUTH HANTS HOSPITAL | FANSHAWE WARD | BED SENSOR | NOT KNOWN | NOT FOUND | FALLS GUARD | PM | 1 | 10
9329 | IN SERVICE | SOL4549 | ROYAL SOUTH HANTS HOSPITAL | FANSHAWE WARD | BED SENSOR | NOT KNOWN | NOT FOUND | FALLS GUARD | PM | 1 | 10
9330 | IN SERVICE | SOL4550 | ROYAL SOUTH HANTS HOSPITAL | FANSHAWE WARD | BED SENSOR | 70700FT | NOT FOUND | TURUN UK LTD | PM | 1 | 10
9331 | IN SERVICE | SOL4551 | ROYAL SOUTH HANTS HOSPITAL | FANSHAWE WARD | BED SENSOR | 70700FT | NOT FOUND | TURUN UK LTD | PM | 1 | 10
9332 | IN SERVICE | SOL4552 | ROYAL SOUTH HANTS HOSPITAL | FANSHAWE WARD | BED SENSOR | 70700FT | NOT FOUND | TURUN UK LTD | PM | 1 | 10
9333 | IN SERVICE | SOL4553 | ROYAL SOUTH HANTS HOSPITAL | FANSHAWE WARD | BED SENSOR | 70700FT | NOT FOUND | TURUN UK LTD | PM | 1 | 10
9334 | IN SERVICE | SOL4560 | ROYAL SOUTH HANTS HOSPITAL | FANSHAWE WARD | FLOWMETER-O2-SINGLE | TWIN | AHEK53752 | DATEX OHMEDA | PM | 1 | 5
9335 | IN SERVICE | SOL4561 | ROYAL SOUTH HANTS HOSPITAL | FANSHAWE WARD | FLOWMETER-O2-SINGLE | TWIN | AHEH57046 | DATEX OHMEDA | PM | 1 | 5
9336 | IN SERVICE | SOL4562 | ROYAL SOUTH HANTS HOSPITAL | FANSHAWE WARD | FLOWMETER-O2-SINGLE | TWIN | AHEK53748 | DATEX OHMEDA | PM | 1 | 5
9337 | IN SERVICE | SOL4563 | ROYAL SOUTH HANTS HOSPITAL | FANSHAWE WARD | FLOWMETER-O2-SINGLE | TWIN | AHEK53733 | DATEX OHMEDA | PM | 1 | 5
9338 | IN SERVICE | SOL4564 | ROYAL SOUTH HANTS HOSPITAL | FANSHAWE WARD | FLOWMETER-O2-SINGLE | TWIN | AHEK53721 | DATEX OHMEDA | PM | 1 | 5
9339 | IN SERVICE | SOL4565 | ROYAL SOUTH HANTS HOSPITAL | FANSHAWE WARD | FLOWMETER-O2-SINGLE | TWIN | AHEK53767 | DATEX OHMEDA | PM | 1 | 5
9340 | IN SERVICE | SOL4566 | ROYAL SOUTH HANTS HOSPITAL | FANSHAWE WARD | FLOWMETER-O2-SINGLE | TWIN | AHEK55544 | DATEX OHMEDA | PM | 1 | 5
9341 | IN SERVICE | SOL4567 | ROYAL SOUTH HANTS HOSPITAL | FANSHAWE WARD | FLOWMETER-O2-SINGLE | TWIN | AHEK53725 | DATEX OHMEDA | PM | 1 | 5
9342 | IN SERVICE | SOL4574 | ROYAL SOUTH HANTS HOSPITAL | FANSHAWE WARD | BLADDER SCANNER | PINIT | 170217AB | ECHOSON | OEM-AIH | 1 | 650
9343 | IN SERVICE | SOL4578 | ROYAL SOUTH HANTS HOSPITAL | FANSHAWE WARD | FEEDING PUMP | FLO CARE INFINITY | 79683813 | NUTRICIA | ASSET ONLY | 1 | NOT TO BE PRICED
9344 | IN SERVICE | SOL4579 | ROYAL SOUTH HANTS HOSPITAL | FANSHAWE WARD | FEEDING PUMP | FLO CARE INFINITY | 79683812 | NUTRICIA | ASSET ONLY | 1 | NOT TO BE PRICED
9345 | IN SERVICE | SOL4583 | ROYAL SOUTH HANTS HOSPITAL | COMMUNITY NURSING TEAM | GLUCOMETER | TD-4277 | 427711721024768B | NEXUS | ASSET ONLY | 1 | NOT TO BE PRICED
9346 | IN SERVICE | SOL4586 | ROYAL SOUTH HANTS HOSPITAL | COMMUNITY NURSING TEAM | BLOOD PRESSURE MONITOR | DS54 | 160204140157 | WELCH ALLYN | PM | 1 | 8
9347 | IN SERVICE | SOL4589 | ROYAL SOUTH HANTS HOSPITAL | COMMUNITY NURSING TEAM | PULSE OXIMETER-FINGER | 9006368 | 143219902384 | HENRY SCHEIN | PM | 1 | 15
9348 | IN SERVICE | SOL4601 | ROYAL SOUTH HANTS HOSPITAL | COMMUNITY NURSING TEAM | GLUCOMETER | TD-4277 | 4277117210247740 | NEXUS | ASSET ONLY | 1 | NOT TO BE PRICED
9349 | IN SERVICE | SOL4603 | ROYAL SOUTH HANTS HOSPITAL | FANSHAWE WARD | PATIENT TRANSFER AID | SARA STEADY | 300117200 | ARJO HUNTLEIGH | PM | 1 | 70
9350 | IN SERVICE | SOL4604 | ROYAL SOUTH HANTS HOSPITAL | FANSHAWE WARD | HEIGHT MEASURE | LEICESTER | NOT FOUND | MARSDEN | INSPECTION ONLY | 1 | 15
9351 | IN SERVICE | SOL4614 | ROYAL SOUTH HANTS HOSPITAL | FANSHAWE WARD | HEIGHT MEASURE | LEICESTER | NOT FOUND | MARSDEN | INSPECTION ONLY | 1 | 15
9352 | IN SERVICE | SOL4615 | ROYAL SOUTH HANTS HOSPITAL | FANSHAWE WARD | WHEELCHAIR | U9H1917BLK12MSF | U9H192016022012 | SUNRISE MEDICAL | PM | 1 | 20
9353 | IN SERVICE | SOL4628 | ROYAL SOUTH HANTS HOSPITAL | FANSHAWE WARD | FLOWMETER-O2-SINGLE | TWIN | AHEK53335 | DATEX OHMEDA | PM | 1 | 5
9354 | IN SERVICE | SOL4657 | ROYAL SOUTH HANTS HOSPITAL | FANSHAWE WARD | BED SENSOR | RG2 | 14033-411 | RAMBLEGARD | PM | 1 | 10
9355 | IN SERVICE | SOL2637 | ROYAL SOUTH HANTS HOSPITAL | FANSHAWE WARD | MACERATOR | VORTEX | 11148 | VERNACARE | ASSET ONLY | 1 | NOT TO BE PRICED
9356 | IN SERVICE | SOL2638 | ROYAL SOUTH HANTS HOSPITAL | FANSHAWE WARD | MEDICAL FRIDGE | DS300H | 8480-568 | DOMETIC | PM | 1 | NOT TO BE PRICED
9357 | IN SERVICE | SOL2639 | ROYAL SOUTH HANTS HOSPITAL | FANSHAWE WARD | MEDICAL FRIDGE | R5010W | 700057444440183 | LEC MEDICAL | PM | 1 | NOT TO BE PRICED
9358 | IN SERVICE | SOL4762 | ST MARY'S COMMUNITY HEALTH CAMPUS | COMMUNITY NURSING TEAM | BLOOD PRESSURE MONITOR | UA-767 | 5080400750 | A&D INSTRUMENTS | PM | 1 | 8
9359 | IN SERVICE | SOL4763 | ST MARY'S COMMUNITY HEALTH CAMPUS | COMMUNITY NURSING TEAM | BLOOD PRESSURE MONITOR | UA-767 | 5080400297 | A&D INSTRUMENTS | PM | 1 | 8
9360 | IN SERVICE | SOL4774 | CIVIC OFFICES PORTSMOUTH | HEALTH VISITING AND SCHOOL NURSING-LEVEL 2 CORE 1 | SCALES | 835 | 6IT031210 | SECA LTD | PM | 1 | 15
9361 | IN SERVICE | SOL4792 | ST MARY'S COMMUNITY HEALTH CAMPUS | COMMUNITY NURSING TEAM | GLUCOMETER | FREESTYLE OPTIUM NEO | LAMV077S01954 | ABBOTS MEDICAL | ASSET ONLY | 1 | NOT TO BE PRICED
9362 | IN SERVICE | SOL4796 | ST MARY'S COMMUNITY HEALTH CAMPUS | COMMUNITY NURSING TEAM | GLUCOMETER | OPTIUM XCEED | XCE067-0586 | ABBOTS MEDICAL | ASSET ONLY | 1 | NOT TO BE PRICED
9363 | IN SERVICE | SOL4803 | ST MARY'S COMMUNITY HEALTH CAMPUS | COMMUNITY NURSING TEAM | GLUCOMETER | FREESTYLE OPTIUM NEO | LAMV149S01678 | ABBOTS MEDICAL | ASSET ONLY | 1 | NOT TO BE PRICED
9364 | IN SERVICE | SOL4816 | ST MARY'S COMMUNITY HEALTH CAMPUS | COMMUNITY NURSING TEAM | GLUCOMETER | FREESTYLE OPTIUM NEO | LAMU296S02988 | ABBOTS MEDICAL | ASSET ONLY | 1 | NOT TO BE PRICED
9365 | IN SERVICE | SOL4834 | ST MARY'S COMMUNITY HEALTH CAMPUS | COMMUNITY NURSING TEAM | EAR IRRIGATOR | PROPULSE III | 5-04666/2006 | MIRAGE HEALTH | PM | 1 | 30
9366 | IN SERVICE | SOL4835 | ST MARY'S COMMUNITY HEALTH CAMPUS | COMMUNITY NURSING TEAM | THERMOMETER | THERMOSCAN | 34713K16706 | BRAUN | PM | 1 | 15
9367 | IN SERVICE | SOL4836 | ST MARY'S COMMUNITY HEALTH CAMPUS | COMMUNITY NURSING TEAM | SPHYGMOMANOMETER | SHOCK RESISTANT | 80609101893 | WELCH ALLYN | PM | 1 | 8
9368 | IN SERVICE | SOL4842 | ST MARY'S COMMUNITY HEALTH CAMPUS | COMMUNITY NURSING TEAM | BLOOD PRESSURE MONITOR | ANEROID | NOT FOUND | ACCOSON | PM | 1 | 8
9369 | IN SERVICE | SOL4843 | ST MARY'S COMMUNITY HEALTH CAMPUS | COMMUNITY NURSING TEAM | BLOOD PRESSURE MONITOR | SK | 1249798 | WELCH ALLYN | PM | 1 | 8
9370 | IN SERVICE | SOL4864 | ST MARY'S COMMUNITY HEALTH CAMPUS | COMMUNITY NURSING TEAM | OTOSCOPE | HS-OT10 | NOT FOUND | LYALL WILLIS | PM | 1 | 5
9372 | IN SERVICE | SOL4866 | ST MARY'S COMMUNITY HEALTH CAMPUS | COMMUNITY NURSING TEAM | OTOSCOPE | HS-OT10 | NOT FOUND | LYALL WILLIS | PM | 1 | 5
9373 | IN SERVICE | SOL4867 | ST MARY'S COMMUNITY HEALTH CAMPUS | COMMUNITY NURSING TEAM | GLUCOMETER | TRUEYOU | MY0149646 | NIPRO DIAGNOSTICS | ASSET ONLY | 1 | NOT TO BE PRICED
9374 | IN SERVICE | SOL4869 | ST MARY'S COMMUNITY HEALTH CAMPUS | COMMUNITY NURSING TEAM | GLUCOMETER | FREESTYLE OPTIMUM | XEMS036-P0EDE | ABBOTS MEDICAL | ASSET ONLY | 1 | NOT TO BE PRICED
9375 | IN SERVICE | SOL4874 | ST MARY'S COMMUNITY HEALTH CAMPUS | COMMUNITY NURSING TEAM | BLOOD PRESSURE MONITOR | ANEROID | 130400431 | ACCOSON | PM | 1 | 8
9376 | IN SERVICE | SOL4875 | ST MARY'S COMMUNITY HEALTH CAMPUS | COMMUNITY NURSING TEAM | BLOOD PRESSURE MONITOR | DISYTEST | 96150274 | SPEIDEL & KEELER | PM | 1 | 8
9377 | IN SERVICE | SOL4876 | ST MARY'S COMMUNITY HEALTH CAMPUS | COMMUNITY NURSING TEAM | BLOOD PRESSURE MONITOR | DISYTEST | 96150312 | SPEIDEL & KEELER | PM | 1 | 8
9378 | IN SERVICE | SOL4880 | ST MARY'S COMMUNITY HEALTH CAMPUS | COMMUNITY NURSING TEAM | GLUCOMETER | FREESTYLE OPTIUM NEO | LAMU116F06325 | ABBOTS MEDICAL | ASSET ONLY | 1 | NOT TO BE PRICED
9379 | IN SERVICE | SOL4881 | ST MARY'S COMMUNITY HEALTH CAMPUS | COMMUNITY NURSING TEAM | BLOOD PRESSURE MONITOR | ANEROID | NOT FOUND | ACCOSON | PM | 1 | 8
9380 | IN SERVICE | SOL4882 | ST MARY'S COMMUNITY HEALTH CAMPUS | COMMUNITY NURSING TEAM | BLOOD PRESSURE MONITOR | ANEROID | 130500274 | ACCOSON | PM | 1 | 8
9381 | IN SERVICE | SOL4883 | ST MARY'S COMMUNITY HEALTH CAMPUS | COMMUNITY NURSING TEAM | THERMOMETER | THERMOSCAN | 07412K06087 | BRAUN | PM | 1 | 15
9382 | IN SERVICE | SOL4884 | ST MARY'S COMMUNITY HEALTH CAMPUS | COMMUNITY NURSING TEAM | PULSE OXIMETER-FINGER | W4350 | 134826100541 | MERLIN MEDICAL | PM | 1 | 15
9383 | IN SERVICE | SOL4886 | ST MARY'S COMMUNITY HEALTH CAMPUS | COMMUNITY NURSING TEAM | THERMOMETER | THERMOSCAN | 20711K02387 | BRAUN | PM | 1 | 15
9384 | IN SERVICE | SOL4898 | ST MARY'S COMMUNITY HEALTH CAMPUS | COMMUNITY NURSING TEAM | PULSE OXIMETER-FINGER | ONYX | 501168029 | NONIN | PM | 1 | 15
9385 | IN SERVICE | SOL4905 | ST MARY'S COMMUNITY HEALTH CAMPUS | COMMUNITY NURSING TEAM | BLOOD PRESSURE MONITOR | UA-767 | 5091100318 | A&D INSTRUMENTS | PM | 1 | 8
9386 | IN SERVICE | SOL4906 | ST MARY'S COMMUNITY HEALTH CAMPUS | COMMUNITY NURSING TEAM | BLOOD PRESSURE MONITOR | UA-767 | 5091100158 | A&D INSTRUMENTS | PM | 1 | 8
9387 | IN SERVICE | SOL4907 | ST MARY'S COMMUNITY HEALTH CAMPUS | COMMUNITY NURSING TEAM | BLOOD PRESSURE MONITOR | UA-767 | 5091100313 | A&D INSTRUMENTS | PM | 1 | 8
9388 | IN SERVICE | SOL4908 | ST MARY'S COMMUNITY HEALTH CAMPUS | COMMUNITY NURSING TEAM | BLOOD PRESSURE MONITOR | UA-767 | 5080400743 | A&D INSTRUMENTS | PM | 1 | 8
9389 | IN SERVICE | SOL4909 | ST MARY'S COMMUNITY HEALTH CAMPUS | COMMUNITY NURSING TEAM | BLOOD PRESSURE MONITOR | UA-767 | 5080400746 | A&D INSTRUMENTS | PM | 1 | 8
9390 | IN SERVICE | SOL4910 | ST MARY'S COMMUNITY HEALTH CAMPUS | COMMUNITY NURSING TEAM | BLOOD PRESSURE MONITOR | UA-767 | 5080400747 | A&D INSTRUMENTS | PM | 1 | 8
9391 | IN SERVICE | SOL4911 | ST MARY'S COMMUNITY HEALTH CAMPUS | COMMUNITY NURSING TEAM | BLOOD PRESSURE MONITOR | UA-767 | 5091100159 | A&D INSTRUMENTS | PM | 1 | 8
9392 | IN SERVICE | SOL4912 | ST MARY'S COMMUNITY HEALTH CAMPUS | COMMUNITY NURSING TEAM | BLOOD PRESSURE MONITOR | UA-767 | 5080400744 | A&D INSTRUMENTS | PM | 1 | 8
9393 | IN SERVICE | SOL4913 | ST MARY'S COMMUNITY HEALTH CAMPUS | COMMUNITY NURSING TEAM | GLUCOMETER | FREESTYLE OPTIUM NEO | LAMX042S05821 | ABBOTS MEDICAL | ASSET ONLY | 1 | NOT TO BE PRICED
9394 | IN SERVICE | SOL4914 | ST MARY'S COMMUNITY HEALTH CAMPUS | COMMUNITY NURSING TEAM | GLUCOMETER | FREESTYLE OPTIUM NEO | LAMX042S05780 | ABBOTS MEDICAL | ASSET ONLY | 1 | NOT TO BE PRICED
9395 | IN SERVICE | SOL4916 | ST MARY'S COMMUNITY HEALTH CAMPUS | COMMUNITY NURSING TEAM | GLUCOMETER | FREESTYLE OPTIUM NEO | LAMX042S05771 | ABBOTS MEDICAL | ASSET ONLY | 1 | NOT TO BE PRICED
9396 | IN SERVICE | SOL4917 | ST MARY'S COMMUNITY HEALTH CAMPUS | COMMUNITY NURSING TEAM | GLUCOMETER | FREESTYLE OPTIUM NEO | LAMX042S01157 | ABBOTS MEDICAL | ASSET ONLY | 1 | NOT TO BE PRICED
9397 | IN SERVICE | SOL4918 | ST MARY'S COMMUNITY HEALTH CAMPUS | COMMUNITY NURSING TEAM | GLUCOMETER | FREESTYLE OPTIUM NEO | LAMX042S02476 | ABBOTS MEDICAL | ASSET ONLY | 1 | NOT TO BE PRICED
9398 | IN SERVICE | SOL4919 | ST MARY'S COMMUNITY HEALTH CAMPUS | COMMUNITY NURSING TEAM | GLUCOMETER | FREESTYLE OPTIUM NEO | LAMX042S02007 | ABBOTS MEDICAL | ASSET ONLY | 1 | NOT TO BE PRICED
9399 | IN SERVICE | SOL4920 | ST MARY'S COMMUNITY HEALTH CAMPUS | COMMUNITY NURSING TEAM | GLUCOMETER | FREESTYLE OPTIUM NEO | LAMX042S02417 | ABBOTS MEDICAL | ASSET ONLY | 1 | NOT TO BE PRICED
9400 | IN SERVICE | SOL4921 | ST MARY'S COMMUNITY HEALTH CAMPUS | COMMUNITY NURSING TEAM | GLUCOMETER | FREESTYLE OPTIUM NEO | LAMX042S02328 | ABBOTS MEDICAL | ASSET ONLY | 1 | NOT TO BE PRICED
9401 | IN SERVICE | SOL4922 | ST MARY'S COMMUNITY HEALTH CAMPUS | COMMUNITY NURSING TEAM | GLUCOMETER | FREESTYLE OPTIUM NEO | LAMX042S01991 | ABBOTS MEDICAL | ASSET ONLY | 1 | NOT TO BE PRICED
9402 | IN SERVICE | SOL4924 | ST MARY'S COMMUNITY HEALTH CAMPUS | COMMUNITY NURSING TEAM | GLUCOMETER | FREESTYLE OPTIUM NEO | LAMX042S02520 | ABBOTS MEDICAL | ASSET ONLY | 1 | NOT TO BE PRICED
9403 | IN SERVICE | SOL4925 | ST MARY'S COMMUNITY HEALTH CAMPUS | COMMUNITY NURSING TEAM | GLUCOMETER | FREESTYLE OPTIUM NEO | LAMX042S06216 | ABBOTS MEDICAL | ASSET ONLY | 1 | NOT TO BE PRICED
9404 | IN SERVICE | SOL4926 | ST MARY'S COMMUNITY HEALTH CAMPUS | COMMUNITY NURSING TEAM | GLUCOMETER | FREESTYLE OPTIUM NEO | LAMX042S05118 | ABBOTS MEDICAL | ASSET ONLY | 1 | NOT TO BE PRICED
9405 | IN SERVICE | SOL4927 | ST MARY'S COMMUNITY HEALTH CAMPUS | COMMUNITY NURSING TEAM | GLUCOMETER | FREESTYLE OPTIUM NEO | LAMX042S06294 | ABBOTS MEDICAL | ASSET ONLY | 1 | NOT TO BE PRICED
9406 | IN SERVICE | SOL4928 | ST MARY'S COMMUNITY HEALTH CAMPUS | COMMUNITY NURSING TEAM | GLUCOMETER | FREESTYLE OPTIUM NEO | LAMX042S06572 | ABBOTS MEDICAL | ASSET ONLY | 1 | NOT TO BE PRICED
9407 | IN SERVICE | SOL4929 | ST MARY'S COMMUNITY HEALTH CAMPUS | COMMUNITY NURSING TEAM | GLUCOMETER | FREESTYLE OPTIUM NEO | LAMX042S02019 | ABBOTS MEDICAL | ASSET ONLY | 1 | NOT TO BE PRICED
9408 | IN SERVICE | SOL4930 | ST MARY'S COMMUNITY HEALTH CAMPUS | COMMUNITY NURSING TEAM | GLUCOMETER | FREESTYLE OPTIUM NEO | LAMX042S01690 | ABBOTS MEDICAL | ASSET ONLY | 1 | NOT TO BE PRICED
9409 | IN SERVICE | SOL4931 | ST MARY'S COMMUNITY HEALTH CAMPUS | COMMUNITY NURSING TEAM | GLUCOMETER | FREESTYLE OPTIUM NEO | LAMX042S02323 | ABBOTS MEDICAL | ASSET ONLY | 1 | NOT TO BE PRICED
9410 | IN SERVICE | SOL4932 | ST MARY'S COMMUNITY HEALTH CAMPUS | COMMUNITY NURSING TEAM | GLUCOMETER | FREESTYLE OPTIUM NEO | LAMX042S01946 | ABBOTS MEDICAL | ASSET ONLY | 1 | NOT TO BE PRICED
9411 | IN SERVICE | SOL4933 | ST MARY'S COMMUNITY HEALTH CAMPUS | COMMUNITY NURSING TEAM | GLUCOMETER | FREESTYLE OPTIUM NEO | LAMX042S05237 | ABBOTS MEDICAL | ASSET ONLY | 1 | NOT TO BE PRICED
9412 | IN SERVICE | SOL4934 | ST MARY'S COMMUNITY HEALTH CAMPUS | COMMUNITY NURSING TEAM | GLUCOMETER | FREESTYLE OPTIUM NEO | LAMX042S06243 | ABBOTS MEDICAL | ASSET ONLY | 1 | NOT TO BE PRICED
9413 | IN SERVICE | SOL4935 | ST MARY'S COMMUNITY HEALTH CAMPUS | COMMUNITY NURSING TEAM | GLUCOMETER | FREESTYLE OPTIUM NEO | LAMX042S05779 | ABBOTS MEDICAL | ASSET ONLY | 1 | NOT TO BE PRICED
9414 | IN SERVICE | SOL4936 | ST MARY'S COMMUNITY HEALTH CAMPUS | COMMUNITY NURSING TEAM | GLUCOMETER | FREESTYLE OPTIUM NEO | LAMX042S05768 | ABBOTS MEDICAL | ASSET ONLY | 1 | NOT TO BE PRICED
9415 | IN SERVICE | SOL4937 | ST MARY'S COMMUNITY HEALTH CAMPUS | COMMUNITY NURSING TEAM | GLUCOMETER | FREESTYLE OPTIUM NEO | LAMX042S04424 | ABBOTS MEDICAL | ASSET ONLY | 1 | NOT TO BE PRICED
9416 | IN SERVICE | SOL4938 | ST MARY'S COMMUNITY HEALTH CAMPUS | COMMUNITY NURSING TEAM | GLUCOMETER | FREESTYLE OPTIUM NEO | LAMX042S07421 | ABBOTS MEDICAL | ASSET ONLY | 1 | NOT TO BE PRICED
9417 | IN SERVICE | SOL4939 | ST MARY'S COMMUNITY HEALTH CAMPUS | COMMUNITY NURSING TEAM | GLUCOMETER | FREESTYLE OPTIUM NEO | LAMX042S04151 | ABBOTS MEDICAL | ASSET ONLY | 1 | NOT TO BE PRICED
9418 | IN SERVICE | SOL4940 | ST MARY'S COMMUNITY HEALTH CAMPUS | COMMUNITY NURSING TEAM | GLUCOMETER | FREESTYLE OPTIUM NEO | LAMX042S01672 | ABBOTS MEDICAL | ASSET ONLY | 1 | NOT TO BE PRICED
9419 | IN SERVICE | SOL4941 | ST MARY'S COMMUNITY HEALTH CAMPUS | COMMUNITY NURSING TEAM | GLUCOMETER | FREESTYLE OPTIUM NEO | LAMX042S06576 | ABBOTS MEDICAL | ASSET ONLY | 1 | NOT TO BE PRICED
9420 | IN SERVICE | SOL4942 | ST MARY'S COMMUNITY HEALTH CAMPUS | COMMUNITY NURSING TEAM | GLUCOMETER | FREESTYLE OPTIUM NEO | LAMX042S06602 | ABBOTS MEDICAL | ASSET ONLY | 1 | NOT TO BE PRICED
9421 | IN SERVICE | SOL4943 | ST MARY'S COMMUNITY HEALTH CAMPUS | COMMUNITY NURSING TEAM | GLUCOMETER | FREESTYLE OPTIUM NEO | LAMX042S06295 | ABBOTS MEDICAL | ASSET ONLY | 1 | NOT TO BE PRICED
9422 | IN SERVICE | SOL4944 | ST MARY'S COMMUNITY HEALTH CAMPUS | COMMUNITY NURSING TEAM | GLUCOMETER | FREESTYLE OPTIUM NEO | LAMX042S05119 | ABBOTS MEDICAL | ASSET ONLY | 1 | NOT TO BE PRICED
9423 | IN SERVICE | SOL4945 | ST MARY'S COMMUNITY HEALTH CAMPUS | COMMUNITY NURSING TEAM | GLUCOMETER | FREESTYLE OPTIUM NEO | LAMX042S06687 | ABBOTS MEDICAL | ASSET ONLY | 1 | NOT TO BE PRICED
9424 | IN SERVICE | SOL4946 | ST MARY'S COMMUNITY HEALTH CAMPUS | COMMUNITY NURSING TEAM | GLUCOMETER | FREESTYLE OPTIUM NEO | LAMX042S06411 | ABBOTS MEDICAL | ASSET ONLY | 1 | NOT TO BE PRICED
9425 | IN SERVICE | SOL4948 | ST MARY'S COMMUNITY HEALTH CAMPUS | COMMUNITY NURSING TEAM | GLUCOMETER | FREESTYLE OPTIUM NEO | LAMX042S06285 | ABBOTS MEDICAL | ASSET ONLY | 1 | NOT TO BE PRICED
9426 | IN SERVICE | SOL4949 | ST MARY'S COMMUNITY HEALTH CAMPUS | COMMUNITY NURSING TEAM | GLUCOMETER | FREESTYLE OPTIUM NEO | LAMX042S06247 | ABBOTS MEDICAL | ASSET ONLY | 1 | NOT TO BE PRICED
9427 | IN SERVICE | SOL4950 | ST MARY'S COMMUNITY HEALTH CAMPUS | COMMUNITY NURSING TEAM | GLUCOMETER | FREESTYLE OPTIUM NEO | LAMX042S06627 | ABBOTS MEDICAL | ASSET ONLY | 1 | NOT TO BE PRICED
9428 | IN SERVICE | SOL4951 | ST MARY'S COMMUNITY HEALTH CAMPUS | COMMUNITY NURSING TEAM | GLUCOMETER | FREESTYLE OPTIUM NEO | LAMX042S03133 | ABBOTS MEDICAL | ASSET ONLY | 1 | NOT TO BE PRICED
9429 | IN SERVICE | SOL4952 | ST MARY'S COMMUNITY HEALTH CAMPUS | COMMUNITY NURSING TEAM | GLUCOMETER | FREESTYLE OPTIUM NEO | LAMX042S06606 | ABBOTS MEDICAL | ASSET ONLY | 1 | NOT TO BE PRICED
9430 | IN SERVICE | SOL4953 | ST MARY'S COMMUNITY HEALTH CAMPUS | COMMUNITY NURSING TEAM | GLUCOMETER | FREESTYLE OPTIUM NEO | LAMX042S01969 | ABBOTS MEDICAL | ASSET ONLY | 1 | NOT TO BE PRICED
9431 | IN SERVICE | SOL4954 | ST MARY'S COMMUNITY HEALTH CAMPUS | COMMUNITY NURSING TEAM | GLUCOMETER | FREESTYLE OPTIUM NEO | LAMX042S05106 | ABBOTS MEDICAL | ASSET ONLY | 1 | NOT TO BE PRICED
9432 | IN SERVICE | SOL4955 | ST MARY'S COMMUNITY HEALTH CAMPUS | COMMUNITY NURSING TEAM | GLUCOMETER | FREESTYLE OPTIUM NEO | LAMX042S06626 | ABBOTS MEDICAL | ASSET ONLY | 1 | NOT TO BE PRICED
9433 | IN SERVICE | SOL4956 | ST MARY'S COMMUNITY HEALTH CAMPUS | COMMUNITY NURSING TEAM | GLUCOMETER | FREESTYLE OPTIUM NEO | LAMX042S06205 | ABBOTS MEDICAL | ASSET ONLY | 1 | NOT TO BE PRICED
9434 | IN SERVICE | SOL4957 | ST MARY'S COMMUNITY HEALTH CAMPUS | COMMUNITY NURSING TEAM | GLUCOMETER | FREESTYLE OPTIUM NEO | LAMX042S06325 | ABBOTS MEDICAL | ASSET ONLY | 1 | NOT TO BE PRICED
9435 | IN SERVICE | SOL4958 | ST MARY'S COMMUNITY HEALTH CAMPUS | COMMUNITY NURSING TEAM | GLUCOMETER | FREESTYLE OPTIUM NEO | LAMX042S06903 | ABBOTS MEDICAL | ASSET ONLY | 1 | NOT TO BE PRICED
9436 | IN SERVICE | SOL4959 | ST MARY'S COMMUNITY HEALTH CAMPUS | COMMUNITY NURSING TEAM | GLUCOMETER | FREESTYLE OPTIUM NEO | LAMX042S06485 | ABBOTS MEDICAL | ASSET ONLY | 1 | NOT TO BE PRICED
9437 | IN SERVICE | SOL4960 | ST MARY'S COMMUNITY HEALTH CAMPUS | COMMUNITY NURSING TEAM | GLUCOMETER | FREESTYLE OPTIUM NEO | LAMX042S06297 | ABBOTS MEDICAL | ASSET ONLY | 1 | NOT TO BE PRICED
9438 | IN SERVICE | SOL4961 | ST MARY'S COMMUNITY HEALTH CAMPUS | COMMUNITY NURSING TEAM | GLUCOMETER | FREESTYLE OPTIUM NEO | LAMX042S06225 | ABBOTS MEDICAL | ASSET ONLY | 1 | NOT TO BE PRICED
9439 | IN SERVICE | SOL4962 | ST MARY'S COMMUNITY HEALTH CAMPUS | COMMUNITY NURSING TEAM | GLUCOMETER | FREESTYLE OPTIUM NEO | LAMX042S03042 | ABBOTS MEDICAL | ASSET ONLY | 1 | NOT TO BE PRICED
9440 | IN SERVICE | SOL4963 | ST MARY'S COMMUNITY HEALTH CAMPUS | COMMUNITY NURSING TEAM | GLUCOMETER | FREESTYLE OPTIUM NEO | LAMX042S06248 | ABBOTS MEDICAL | ASSET ONLY | 1 | NOT TO BE PRICED
9441 | IN SERVICE | SOL4964 | ST MARY'S COMMUNITY HEALTH CAMPUS | COMMUNITY NURSING TEAM | GLUCOMETER | FREESTYLE OPTIUM NEO | LAMX042S06218 | ABBOTS MEDICAL | ASSET ONLY | 1 | NOT TO BE PRICED
9442 | IN SERVICE | SOL4965 | ST MARY'S COMMUNITY HEALTH CAMPUS | COMMUNITY NURSING TEAM | GLUCOMETER | FREESTYLE OPTIUM NEO | LAMX042S06312 | ABBOTS MEDICAL | ASSET ONLY | 1 | NOT TO BE PRICED
9443 | IN SERVICE | SOL4966 | ST MARY'S COMMUNITY HEALTH CAMPUS | COMMUNITY NURSING TEAM | GLUCOMETER | FREESTYLE OPTIUM NEO | LAMX042S05702 | ABBOTS MEDICAL | ASSET ONLY | 1 | NOT TO BE PRICED
9444 | IN SERVICE | SOL4967 | ST MARY'S COMMUNITY HEALTH CAMPUS | COMMUNITY NURSING TEAM | GLUCOMETER | FREESTYLE OPTIUM NEO | LAMX042S05109 | ABBOTS MEDICAL | ASSET ONLY | 1 | NOT TO BE PRICED
9445 | IN SERVICE | SOL4968 | ST MARY'S COMMUNITY HEALTH CAMPUS | COMMUNITY NURSING TEAM | GLUCOMETER | FREESTYLE OPTIUM NEO | LAMX042S04725 | ABBOTS MEDICAL | ASSET ONLY | 1 | NOT TO BE PRICED
9446 | IN SERVICE | SOL4969 | ST MARY'S COMMUNITY HEALTH CAMPUS | COMMUNITY NURSING TEAM | GLUCOMETER | FREESTYLE OPTIUM NEO | LAMX042S06631 | ABBOTS MEDICAL | ASSET ONLY | 1 | NOT TO BE PRICED
9447 | IN SERVICE | SOL4970 | ST MARY'S COMMUNITY HEALTH CAMPUS | COMMUNITY NURSING TEAM | GLUCOMETER | FREESTYLE OPTIUM NEO | LAMX042S06261 | ABBOTS MEDICAL | ASSET ONLY | 1 | NOT TO BE PRICED
9448 | IN SERVICE | SOL4971 | MEDINA HOUSE | COMMUNITY NURSING-FIRST FLOOR | GLUCOMETER | FREESTYLE OPTIUM NEO | LAMX042S06250 | ABBOTS MEDICAL | ASSET ONLY | 1 | NOT TO BE PRICED
9449 | IN SERVICE | SOL4973 | ST MARY'S COMMUNITY HEALTH CAMPUS | COMMUNITY NURSING TEAM | GLUCOMETER | FREESTYLE OPTIUM NEO | LAMW094S01266 | ABBOTS MEDICAL | ASSET ONLY | 1 | NOT TO BE PRICED
9450 | IN SERVICE | SOL4974 | ST MARY'S COMMUNITY HEALTH CAMPUS | COMMUNITY NURSING TEAM | PULSE OXIMETER-FINGER | W4350 | NOT FOUND | MERLIN MEDICAL | PM | 1 | 15
9451 | IN SERVICE | SOL4980 | ST MARY'S COMMUNITY HEALTH CAMPUS | COMMUNITY NURSING TEAM | GLUCOMETER | FREESTYLE OPTIUM NEO | LAMX042S06632 | ABBOTS MEDICAL | ASSET ONLY | 1 | NOT TO BE PRICED
9452 | IN SERVICE | SOL4981 | ST MARY'S COMMUNITY HEALTH CAMPUS | COMMUNITY NURSING TEAM | GLUCOMETER | FREESTYLE OPTIUM NEO | LAMX042S06235 | ABBOTS MEDICAL | ASSET ONLY | 1 | NOT TO BE PRICED
9453 | IN SERVICE | SOL4982 | ST MARY'S COMMUNITY HEALTH CAMPUS | COMMUNITY NURSING TEAM | GLUCOMETER | FREESTYLE OPTIUM NEO | LAMX042S03161 | ABBOTS MEDICAL | ASSET ONLY | 1 | NOT TO BE PRICED
9454 | IN SERVICE | SOL4983 | ST MARY'S COMMUNITY HEALTH CAMPUS | COMMUNITY NURSING TEAM | GLUCOMETER | FREESTYLE OPTIUM NEO | LAMX042S06525 | ABBOTS MEDICAL | ASSET ONLY | 1 | NOT TO BE PRICED
9455 | IN SERVICE | SOL4984 | ST MARY'S COMMUNITY HEALTH CAMPUS | COMMUNITY NURSING TEAM | GLUCOMETER | FREESTYLE OPTIUM NEO | LAMX042S06123 | ABBOTS MEDICAL | ASSET ONLY | 1 | NOT TO BE PRICED
9456 | IN SERVICE | SOL4985 | ST MARY'S COMMUNITY HEALTH CAMPUS | COMMUNITY NURSING TEAM | GLUCOMETER | FREESTYLE OPTIUM NEO | LAMX042S06223 | ABBOTS MEDICAL | ASSET ONLY | 1 | NOT TO BE PRICED
9457 | IN SERVICE | SOL4986 | ST MARY'S COMMUNITY HEALTH CAMPUS | COMMUNITY NURSING TEAM | GLUCOMETER | FREESTYLE OPTIUM NEO | LAMX042S06299 | ABBOTS MEDICAL | ASSET ONLY | 1 | NOT TO BE PRICED
9458 | IN SERVICE | SOL4987 | ST MARY'S COMMUNITY HEALTH CAMPUS | COMMUNITY NURSING TEAM | GLUCOMETER | FREESTYLE OPTIUM NEO | LAMX042S06289 | ABBOTS MEDICAL | ASSET ONLY | 1 | NOT TO BE PRICED
9459 | IN SERVICE | SOL4992 | ST MARY'S COMMUNITY HEALTH CAMPUS | COMMUNITY NURSING TEAM | BLOOD PRESSURE MONITOR | CERTIFIED | 537133 | CERTIFIED | PM | 1 | 8
9460 | IN SERVICE | SOL4993 | ST MARY'S COMMUNITY HEALTH CAMPUS | COMMUNITY NURSING TEAM | THERMOMETER | THERMOSCAN | 11109201083 | BRAUN | PM | 1 | 15
9461 | IN SERVICE | SOL4995 | ST MARY'S COMMUNITY HEALTH CAMPUS | COMMUNITY NURSING TEAM | GLUCOMETER | FREESTYLE OPTIMUM | XEMT336-P014D | ABBOTS MEDICAL | ASSET ONLY | 1 | NOT TO BE PRICED
9462 | IN SERVICE | SOL5001 | ST MARY'S COMMUNITY HEALTH CAMPUS | COMMUNITY NURSING TEAM | GLUCOMETER | FREESTYLE OPTIMUM | XEMT336-P025A | ABBOTS MEDICAL | ASSET ONLY | 1 | NOT TO BE PRICED
9463 | IN SERVICE | SOL5006 | ST MARY'S COMMUNITY HEALTH CAMPUS | COMMUNITY NURSING TEAM | BLOOD PRESSURE MONITOR | ANEROID | 110210957 | ACCOSON | PM | 1 | 8
9464 | IN SERVICE | SOL5008 | ST MARY'S COMMUNITY HEALTH CAMPUS | COMMUNITY NURSING TEAM | GLUCOMETER | FREESTYLE OPTIUM NEO | LAMV278S02035 | ABBOTS MEDICAL | ASSET ONLY | 1 | NOT TO BE PRICED
9465 | IN SERVICE | SOL5012 | ST MARY'S COMMUNITY HEALTH CAMPUS | COMMUNITY NURSING TEAM | GLUCOMETER | OPTIUM XCEED | XCB234-1258 | ABBOTS MEDICAL | ASSET ONLY | 1 | NOT TO BE PRICED
9466 | IN SERVICE | SOL5014 | ST MARY'S COMMUNITY HEALTH CAMPUS | COMMUNITY NURSING TEAM | GLUCOMETER | OPTIUM XCEED | XCE369-3711 | ABBOTS MEDICAL | ASSET ONLY | 1 | NOT TO BE PRICED
9467 | IN SERVICE | SOL5016 | ST MARY'S COMMUNITY HEALTH CAMPUS | COMMUNITY NURSING TEAM | THERMOMETER | THERMOSCAN | 07212K03837 | BRAUN | PM | 1 | 15
9468 | IN SERVICE | SOL5018 | ST MARY'S COMMUNITY HEALTH CAMPUS | COMMUNITY NURSING TEAM | GLUCOMETER | FREESTYLE OPTIUM NEO | LAMX042S05123 | ABBOTS MEDICAL | ASSET ONLY | 1 | NOT TO BE PRICED
9469 | IN SERVICE | SOL5022 | ST MARY'S COMMUNITY HEALTH CAMPUS | COMMUNITY NURSING TEAM | GLUCOMETER | FREESTYLE OPTIUM NEO | LAMW092S02574 | ABBOTS MEDICAL | ASSET ONLY | 1 | NOT TO BE PRICED
9470 | IN SERVICE | SOL5027 | ST MARY'S COMMUNITY HEALTH CAMPUS | COMMUNITY NURSING TEAM | GLUCOMETER | FREESTYLE OPTIUM NEO | LAMU294F02071 | ABBOTS MEDICAL | ASSET ONLY | 1 | NOT TO BE PRICED
9471 | IN SERVICE | SOL5028 | ST MARY'S COMMUNITY HEALTH CAMPUS | COMMUNITY NURSING TEAM | THERMOMETER | ET-100A | NOT FOUND | TIMESCO | PM | 1 | 15
9472 | IN SERVICE | SOL5029 | ST MARY'S COMMUNITY HEALTH CAMPUS | COMMUNITY NURSING TEAM | BLOOD PRESSURE MONITOR | ANEROID | NOT FOUND | ACCOSON | PM | 1 | 8
9473 | IN SERVICE | SOL5032 | ST MARY'S COMMUNITY HEALTH CAMPUS | COMMUNITY NURSING TEAM | GLUCOMETER | FREESTYLE OPTIUM NEO | LAMV360S00019 | ABBOTS MEDICAL | ASSET ONLY | 1 | NOT TO BE PRICED
9474 | IN SERVICE | SOL5034 | ST MARY'S COMMUNITY HEALTH CAMPUS | COMMUNITY NURSING TEAM | GLUCOMETER | FREESTYLE OPTIMUM | XEMT336-P01A8 | ABBOTS MEDICAL | ASSET ONLY | 1 | NOT TO BE PRICED
9475 | IN SERVICE | SOL5037 | ST MARY'S COMMUNITY HEALTH CAMPUS | COMMUNITY NURSING TEAM | PULSE OXIMETER-FINGER | W4350 | 134826100552 | MERLIN MEDICAL | PM | 1 | 15
9476 | IN SERVICE | SOL5044 | ST MARY'S COMMUNITY HEALTH CAMPUS | COMMUNITY NURSING TEAM | NEBULISER | PORTA-NEB | 10AC950431 | PHILIPS HEALTHCARE | PM | 1 | 15
9478 | IN SERVICE | SOL5544 | ROYAL SOUTH HANTS HOSPITAL | COMMUNITY INDEPENDENCE SERVICE-LEVEL A | BLOOD PRESSURE MONITOR | DS54 | 170213131648 | WELCH ALLYN | PM | 1 | 8
9479 | IN SERVICE | SOL5547 | ROYAL SOUTH HANTS HOSPITAL | COMMUNITY INDEPENDENCE SERVICE-LEVEL A | BLOOD PRESSURE MONITOR | DS54 | 170119230808 | WELCH ALLYN | PM | 1 | 8
9480 | IN SERVICE | SOL5550 | ROYAL SOUTH HANTS HOSPITAL | COMMUNITY INDEPENDENCE SERVICE-LEVEL A | BLOOD PRESSURE MONITOR | DS54 | 160822124429 | WELCH ALLYN | PM | 1 | 8
9481 | IN SERVICE | SOL5551 | ROYAL SOUTH HANTS HOSPITAL | COMMUNITY INDEPENDENCE SERVICE-LEVEL A | BLOOD PRESSURE MONITOR | ANEROID | NOT FOUND | ACCOSON | PM | 1 | 8
9482 | IN SERVICE | SOL5552 | ROYAL SOUTH HANTS HOSPITAL | COMMUNITY INDEPENDENCE SERVICE-LEVEL A | BLOOD PRESSURE MONITOR | DS54 | 170119231909 | WELCH ALLYN | PM | 1 | 8
9483 | IN SERVICE | SOL5553 | ROYAL SOUTH HANTS HOSPITAL | COMMUNITY INDEPENDENCE SERVICE-LEVEL A | BLOOD PRESSURE MONITOR | DS54 | 161219141407 | WELCH ALLYN | PM | 1 | 8
9484 | IN SERVICE | SOL5554 | ROYAL SOUTH HANTS HOSPITAL | COMMUNITY INDEPENDENCE SERVICE-LEVEL A | BLOOD PRESSURE MONITOR | DS54 | 150313175327 | WELCH ALLYN | PM | 1 | 8
9485 | IN SERVICE | SOL5556 | ROYAL SOUTH HANTS HOSPITAL | COMMUNITY INDEPENDENCE SERVICE-LEVEL A | BLOOD PRESSURE MONITOR | ANEROID | 130300523 | ACCOSON | PM | 1 | 8
9486 | IN SERVICE | SOL5558 | ROYAL SOUTH HANTS HOSPITAL | COMMUNITY INDEPENDENCE SERVICE-LEVEL A | BLOOD PRESSURE MONITOR | DS54 | 160823235128 | WELCH ALLYN | PM | 1 | 8
9487 | IN SERVICE | SOL5561 | ROYAL SOUTH HANTS HOSPITAL | COMMUNITY INDEPENDENCE SERVICE-LEVEL A | PULSE OXIMETER-FINGER | B50DL | 09AG002180 | CONTEC MEDICAL | PM | 1 | 15
9488 | IN SERVICE | SOL5562 | ROYAL SOUTH HANTS HOSPITAL | COMMUNITY INDEPENDENCE SERVICE-LEVEL A | BLOOD PRESSURE MONITOR | DS54 | 160822132227 | WELCH ALLYN | PM | 1 | 8
9489 | IN SERVICE | SOL5679 | CHILD DEVELOPMENT CENTRE | COMMUNITY PAEDIATRIC MEDICAL SERVICES | SCALES | 959 | 1959028052200 | SECA LTD | PM | 1 | 15
9490 | IN SERVICE | SOL5680 | CHILD DEVELOPMENT CENTRE | COMMUNITY PAEDIATRIC MEDICAL SERVICES | HEIGHT MEASURE | LEICESTER | NOT FOUND | MARSDEN | INSPECTION ONLY | 1 | 15
9491 | IN SERVICE | SOL5681 | CHILD DEVELOPMENT CENTRE | COMMUNITY PAEDIATRIC MEDICAL SERVICES | DIAGNOSTIC SET | LED | NOT FOUND | OPTICAR | PM | 1 | 5
9492 | IN SERVICE | SOL5682 | CHILD DEVELOPMENT CENTRE | COMMUNITY PAEDIATRIC MEDICAL SERVICES | BLOOD PRESSURE MONITOR | M6 AC | 20120200821VG | OMRON HEALTHCARE | PM | 1 | 8
9493 | IN SERVICE | SOL5685 | CHILD DEVELOPMENT CENTRE | COMMUNITY PAEDIATRIC MEDICAL SERVICES | SCALES | 861 | 1861007051676 | SECA LTD | PM | 1 | 15
9494 | IN SERVICE | SOL5686 | CHILD DEVELOPMENT CENTRE | COMMUNITY PAEDIATRIC MEDICAL SERVICES | HEIGHT MEASURE | LEICESTER | NOT FOUND | MARSDEN | INSPECTION ONLY | 1 | 15
9495 | IN SERVICE | SOL5688 | CHILD DEVELOPMENT CENTRE | COMMUNITY PAEDIATRIC MEDICAL SERVICES | BLOOD PRESSURE MONITOR | ANEROID | NOT FOUND | ACCOSON | PM | 1 | 8
9496 | IN SERVICE | SOL5691 | ROYAL SOUTH HANTS HOSPITAL | DIABETES CENTRE-COPD | PULSE OXIMETER-FINGER | MD300C19 | 15104100866 | BEIJING CHOICE ELECTRONICS | PM | 1 | 15
9497 | IN SERVICE | SOL5692 | BITTERNE HEALTH CENTRE | PODIATRY-PODIATRY CLINIC | BLOOD PRESSURE MONITOR | M3 | 20120800136VG | OMRON HEALTHCARE | PM | 1 | 8
9498 | IN SERVICE | SOL5710 | ROYAL SOUTH HANTS HOSPITAL | SEXUAL HEALTH | ULTRASOUND TRANSDUCER | RIC5-9W-RS | 201570KR9 | GE HEALTHCARE | OEM-AIH | 1 | FOC
9499 | IN SERVICE | SOL5711 | ROYAL SOUTH HANTS HOSPITAL | SEXUAL HEALTH | ULTRASOUND TRANSDUCER | 12L-RS | 48878YP3 | GE HEALTHCARE | OEM-AIH | 1 | FOC
9500 | IN SERVICE | SOL5712 | ROYAL SOUTH HANTS HOSPITAL | SEXUAL HEALTH | ULTRASOUND TRANSDUCER | AB2-7-RS | 114663KR8 | GE HEALTHCARE | OEM-AIH | 1 | FOC
9501 | IN SERVICE | SOL5714 | ROYAL SOUTH HANTS HOSPITAL | SEXUAL HEALTH | TROLLEY-ULTRASOUND | VOLUSON DOCKCART | BC11104 | GE HEALTHCARE | OEM-AIH | 1 | 20
9502 | IN SERVICE | SOL5716 | ROYAL SOUTH HANTS HOSPITAL | SEXUAL HEALTH | LIGHT-EXAMINATION | LHH PLUS | NOT FOUND | LUXO LTD | PM | 1 | 10
9503 | IN SERVICE | SOL5718 | BITTERNE HEALTH CENTRE | COMMUNITY BLADDER AND BOWEL SERVICE-ROOM | PULSE OXIMETER-FINGER | PURESAT | 500838831 | NONIN | PM | 1 | 15
9504 | IN SERVICE | SOL5719 | BITTERNE HEALTH CENTRE | COMMUNITY BLADDER AND BOWEL SERVICE-ROOM | URODYNAMIC MEASUREMENT SYSTEM | EZEE PZEE PORTAFLOW | PA-00201-00193 | MEDIWATCH UK | PM | 1 | 1000
9505 | IN SERVICE | SOL5720 | BITTERNE HEALTH CENTRE | COMMUNITY BLADDER AND BOWEL SERVICE-ROOM | BLADDER SCANNER | BARDSCAN | PA-00145-00268 | MEDIWATCH UK | OEM-AIH | 1 | 650
9506 | IN SERVICE | SOL5721 | BITTERNE HEALTH CENTRE | COMMUNITY BLADDER AND BOWEL SERVICE-ROOM | STIMULATOR-MUSCLE | NEURO TRAC MYO PLUS | NOT FOUND | VERITY MEDICAL LTD | PM | 1 | 25
9507 | IN SERVICE | SOL5723 | BITTERNE HEALTH CENTRE | COMMUNITY BLADDER AND BOWEL SERVICE-ROOM | URODYNAMIC MEASUREMENT SYSTEM | URODYN 1000 | 3192 | DANTEC MEDICAL | PM | 1 | 1000
9508 | IN SERVICE | SOL5725 | BITTERNE HEALTH CENTRE | COMMUNITY BLADDER AND BOWEL SERVICE-ROOM | BLADDER SCANNER | BVI 6100 | ST301054 | VERATHON | OEM-VERATHON | 1 | 650
9509 | IN SERVICE | SOL4072 | ADELAIDE HEALTH CENTRE | CHILDREN CONTINENCE-LEVEL 2 | BLADDER SCANNER | BVI 9400 | B4005735 | VERATHON | OEM-VERATHON | 1 | 650
9511 | IN SERVICE | SOL5727 | BATTENBURG AVENUE CLINIC | CHILDREN COMMUNITY NURSING-CHILD NURSING | VENTILATOR | NIPPY JUNIOR+ | 2015-23448 | BREAS MEDICAL | PM | 1 | 250
9512 | IN SERVICE | SOL5730 | EASTNEY HEALTH CENTRE | DENTAL-DENTAL CLINIC | AIR COMPRESSOR | 50/25 PRIME | 4171787 | MGF | OEM-AIH | 1 | 550
9513 | IN SERVICE | SOL5731 | HAVANT HEALTH CENTRE | DENTAL-DENTAL CLINIC | AIR COMPRESSOR | 50/25 PRIME | 5163509 | MGF | OEM-AIH | 1 | 550
9514 | IN SERVICE | SOL5732 | HAVANT HEALTH CENTRE | DENTAL-DENTAL CLINIC | AIR COMPRESSOR | 50/25 PRIME | 6173095 | MGF | OEM-AIH | 1 | 550
9516 | IN SERVICE | SOL5734 | BITTERNE HEALTH CENTRE | COMMUNITY NURSING TEAM | BLOOD PRESSURE MONITOR | DS5401 | 170525091357 | WELCH ALLYN | PM | 1 | 8
9517 | IN SERVICE | SOL5735 | BITTERNE HEALTH CENTRE | EAST COMMUNITY INDEPENDENCE TEAM-WESTWOOD HOUSE | BLOOD PRESSURE MONITOR | UA-767 | 5170301802 | A&D INSTRUMENTS | PM | 1 | 8
9518 | IN SERVICE | SOL5736 | BITTERNE HEALTH CENTRE | EAST COMMUNITY INDEPENDENCE TEAM-WESTWOOD HOUSE | BLOOD PRESSURE MONITOR | UA-767 | 5170301488 | A&D INSTRUMENTS | PM | 1 | 8
9520 | IN SERVICE | SOL5738 | BITTERNE HEALTH CENTRE | COMMUNITY NURSING TEAM | THERMOMETER | THERMOSCAN | A3000042603 | BRAUN | PM | 1 | 15
9522 | IN SERVICE | SOL5740 | BITTERNE HEALTH CENTRE | COMMUNITY NURSING TEAM | PULSE OXIMETER-FINGER | 9006368 | 154419901238 | HENRY SCHEIN | PM | 1 | 15
9523 | IN SERVICE | SOL5741 | BITTERNE HEALTH CENTRE | EAST COMMUNITY INDEPENDENCE TEAM-WESTWOOD HOUSE | PULSE OXIMETER-FINGER | 9006368 | 154419901237 | HENRY SCHEIN | PM | 1 | 15
9524 | IN SERVICE | SOL5678 | WESTERN COMMUNITY HOSPITAL | WEST COMMUNITY INDEPENDENCE TEAM-WESTERN WING | BLOOD PRESSURE MONITOR | M2 | 20170836100VG | OMRON HEALTHCARE | PM | 1 | 8
9525 | IN SERVICE | SOL5747 | ROYAL SOUTH HANTS HOSPITAL | SEXUAL HEALTH | PULSE OXIMETER-FINGER | OXY WATCH | NOT FOUND | BEIJING CHOICE ELECTRONICS | PM | 1 | 15
9526 | IN SERVICE | SOL5748 | ROYAL SOUTH HANTS HOSPITAL | SEXUAL HEALTH | HEIGHT MEASURE | LEICESTER | NOT FOUND | MARSDEN | INSPECTION ONLY | 1 | 15
9527 | IN SERVICE | SOL2218 | ROYAL SOUTH HANTS HOSPITAL | SEXUAL HEALTH | DEFIBRILLATOR-AED | AED PRO | AA17I043488 | ZOLL MEDICAL | ASSET ONLY | 1 | NOT TO BE PRICED
9528 | IN SERVICE | SOL5753 | ROYAL SOUTH HANTS HOSPITAL | SEXUAL HEALTH | HOT PLATE | E18 | 2-1812-467 | LAMB | PM | 1 | 20
9531 | IN SERVICE | SOL5757 | BATTENBURG AVENUE CLINIC | CHILDREN COMMUNITY NURSING-CHILD NURSING | NEBULISER | PARI BOY | 2W14C04040 | PARI MEDICAL LTD | PM | 1 | 15
9532 | IN SERVICE | SOL5758 | ANDOVER HEALTH CENTRE | SEXUAL HEALTH | PLINTH | A2256/8/3HS | IPS-47284 | ARJO HUNTLEIGH | PM | 1 | 35
9533 | IN SERVICE | SOL5759 | ANDOVER HEALTH CENTRE | SEXUAL HEALTH | LIGHT-EXAMINATION | LHH LED | NOT FOUND | LUXO LTD | PM | 1 | 10
9534 | IN SERVICE | SOL5760 | ANDOVER HEALTH CENTRE | SEXUAL HEALTH | SCALES | 760 | 2760348114410 | SECA LTD | PM | 1 | 15
9535 | IN SERVICE | SOL5761 | ANDOVER HEALTH CENTRE | SEXUAL HEALTH | MICROSCOPE | ECLIPSE E200 | 106101 | NIKON UK LTD | OEM-CONTRACT PM | 1 | 95
9536 | IN SERVICE | SOL5762 | ANDOVER HEALTH CENTRE | SEXUAL HEALTH | HOT PLATE | MINI | SD1044M1204 | THERMO FISHER SCIENTIFIC | PM | 1 | 20
9538 | IN SERVICE | SOL5765 | ANDOVER HEALTH CENTRE | SEXUAL HEALTH | SCALES | 877 | 5877290117573 | SECA LTD | PM | 1 | 15
9539 | IN SERVICE | SOL5766 | ANDOVER HEALTH CENTRE | SEXUAL HEALTH | SCALES | 877 | 5877289117426 | SECA LTD | PM | 1 | 15
9540 | IN SERVICE | SOL5767 | ANDOVER HEALTH CENTRE | SEXUAL HEALTH | PLINTH | SM9576-230C-2WH | 18853 | SEERS MEDICAL | PM | 1 | 35
9543 | IN SERVICE | SOL5770 | ANDOVER HEALTH CENTRE | SEXUAL HEALTH | BLOOD PRESSURE MONITOR | M6 AC | 2011040183VG | OMRON HEALTHCARE | PM | 1 | 8
9544 | IN SERVICE | SOL5771 | ANDOVER HEALTH CENTRE | SEXUAL HEALTH | BLOOD PRESSURE MONITOR | UA-767 | 5120200414 | A&D INSTRUMENTS | PM | 1 | 8
9545 | IN SERVICE | SOL5772 | ANDOVER HEALTH CENTRE | SEXUAL HEALTH | BLOOD PRESSURE MONITOR | M6 AC | 20110401184VG | OMRON HEALTHCARE | PM | 1 | 8
9546 | IN SERVICE | SOL5773 | ANDOVER HEALTH CENTRE | SEXUAL HEALTH | BLOOD PRESSURE MONITOR | M6 AC | 2011041187VG | OMRON HEALTHCARE | PM | 1 | 8
9547 | IN SERVICE | SOL5774 | ANDOVER HEALTH CENTRE | SEXUAL HEALTH | THERMOMETER | THERMOSCAN | NOT FOUND | BRAUN | PM | 1 | 15
9548 | IN SERVICE | SOL6134 | BATTENBURG AVENUE CLINIC | CHILDREN COMMUNITY NURSING-CHILD NURSING | VENTILATOR | NIPPY JUNIOR+ | 2014-20325 | BREAS MEDICAL | PM | 1 | 250
9549 | IN SERVICE | SOL5782 | ROYAL SOUTH HANTS HOSPITAL | SEXUAL HEALTH | PLINTH | A3221 | IPS-24008 | ARJO HUNTLEIGH | PM | 1 | 35
9550 | IN SERVICE | SOL5784 | ROYAL SOUTH HANTS HOSPITAL | SEXUAL HEALTH | HEIGHT MEASURE | LEICESTER | NOT FOUND | SECA LTD | INSPECTION ONLY | 1 | 15
9551 | IN SERVICE | SOL5786 | ROYAL SOUTH HANTS HOSPITAL | SEXUAL HEALTH | BLOOD PRESSURE MONITOR | M6 COMFORT | 20170208125VG | OMRON HEALTHCARE | PM | 1 | 8
9552 | IN SERVICE | SOL5787 | ROYAL SOUTH HANTS HOSPITAL | SEXUAL HEALTH | BLOOD PRESSURE MONITOR | MAXI STABIL 3 | 2068324 | WELCH ALLYN | PM | 1 | 8
9553 | IN SERVICE | SOL5795 | ROYAL SOUTH HANTS HOSPITAL | SEXUAL HEALTH | BLOOD PRESSURE MONITOR | M6 COMFORT | 20170210216VG | OMRON HEALTHCARE | PM | 1 | 8
9554 | IN SERVICE | SOL5796 | ROYAL SOUTH HANTS HOSPITAL | SEXUAL HEALTH | BLOOD PRESSURE MONITOR | M6 COMFORT | 20160204758VG | OMRON HEALTHCARE | PM | 1 | 8
9555 | IN SERVICE | SOL5797 | ROYAL SOUTH HANTS HOSPITAL | SEXUAL HEALTH | BLOOD PRESSURE MONITOR | M6 COMFORT | 20170208128VG | OMRON HEALTHCARE | PM | 1 | 8
9556 | IN SERVICE | SOL5798 | NEW MILTON HEALTH CENTRE | SEXUAL HEALTH | BLOOD PRESSURE MONITOR | M6 COMFORT | 20170208129VG | OMRON HEALTHCARE | PM | 1 | 8
9557 | IN SERVICE | SOL5802 | ROYAL SOUTH HANTS HOSPITAL | SEXUAL HEALTH | BLOOD PRESSURE MONITOR | M6 COMFORT | 20170208122VG | OMRON HEALTHCARE | PM | 1 | 8
9558 | IN SERVICE | SOL5803 | ROYAL SOUTH HANTS HOSPITAL | SEXUAL HEALTH | BLOOD PRESSURE MONITOR | M6 COMFORT | 20170210212VG | OMRON HEALTHCARE | PM | 1 | 8
9559 | IN SERVICE | SOL5804 | ROMSEY HOSPITAL | SEXUAL HEALTH | BLOOD PRESSURE MONITOR | M6 COMFORT | 20170210213VG | OMRON HEALTHCARE | PM | 1 | 8
9560 | IN SERVICE | SOL5805 | ROYAL SOUTH HANTS HOSPITAL | SEXUAL HEALTH | BLOOD PRESSURE MONITOR | M6 COMFORT | 20170210214VG | OMRON HEALTHCARE | PM | 1 | 8
9561 | IN SERVICE | SOL5806 | ROYAL SOUTH HANTS HOSPITAL | SEXUAL HEALTH | BLOOD PRESSURE MONITOR | M6 COMFORT | 20170210215VG | OMRON HEALTHCARE | PM | 1 | 8
9562 | IN SERVICE | SOL5807 | ROYAL SOUTH HANTS HOSPITAL | TB SERVICE-CLINIC ROOM 2 | SCALES | 761 | 5761151176724 | SECA LTD | PM | 1 | 15
9563 | IN SERVICE | SOL5808 | BITTERNE HEALTH CENTRE | COMMUNITY NURSING TEAM | BLOOD PRESSURE MONITOR | DS5401-300 | 170612093249 | WELCH ALLYN | PM | 1 | 8
9564 | IN SERVICE | SOL5809 | BITTERNE HEALTH CENTRE | COMMUNITY NURSING TEAM | BLOOD PRESSURE MONITOR | DS5401-300 | 170525072308 | WELCH ALLYN | PM | 1 | 8
9565 | IN SERVICE | SOL5810 | BITTERNE HEALTH CENTRE | COMMUNITY NURSING TEAM | BLOOD PRESSURE MONITOR | DS5401-300 | 170529213848 | WELCH ALLYN | PM | 1 | 8
9566 | IN SERVICE | SOL5811 | BITTERNE HEALTH CENTRE | COMMUNITY NURSING TEAM | BLOOD PRESSURE MONITOR | DS5401-300 | 1706062355249 | WELCH ALLYN | PM | 1 | 8
9567 | IN SERVICE | SOL5812 | ROYAL SOUTH HANTS HOSPITAL | COMMUNITY NURSING TEAM | BLOOD PRESSURE MONITOR | DS5401-300 | 170607002327 | WELCH ALLYN | PM | 1 | 8
9568 | IN SERVICE | SOL5813 | SEMBAL HOUSE | RAPID RESPONSE TEAM-OFFICE | BLOOD PRESSURE MONITOR | DS5401-300 | 170525062548 | WELCH ALLYN | PM | 1 | 8
9569 | IN SERVICE | SOL5814 | BITTERNE HEALTH CENTRE | COMMUNITY NURSING TEAM | BLOOD PRESSURE MONITOR | DS5401-300 | 170612085818 | WELCH ALLYN | PM | 1 | 8
9570 | IN SERVICE | SOL5815 | BITTERNE HEALTH CENTRE | COMMUNITY NURSING TEAM | BLOOD PRESSURE MONITOR | DS5401-300 | 170525075138 | WELCH ALLYN | PM | 1 | 8
9571 | IN SERVICE | SOL5816 | BITTERNE HEALTH CENTRE | COMMUNITY NURSING TEAM | BLOOD PRESSURE MONITOR | DS5401-300 | 170525080438 | WELCH ALLYN | PM | 1 | 8
9572 | IN SERVICE | SOL5817 | BITTERNE HEALTH CENTRE | COMMUNITY NURSING TEAM | BLOOD PRESSURE MONITOR | DS5401-300 | 170525081427 | WELCH ALLYN | PM | 1 | 8
9573 | IN SERVICE | SOL5818 | BITTERNE HEALTH CENTRE | COMMUNITY NURSING TEAM | BLOOD PRESSURE MONITOR | DS5401-300 | 170529210017 | WELCH ALLYN | PM | 1 | 8
9574 | IN SERVICE | SOL5819 | BITTERNE HEALTH CENTRE | COMMUNITY NURSING TEAM | BLOOD PRESSURE MONITOR | DS5401-300 | 170612113619 | WELCH ALLYN | PM | 1 | 8
9575 | IN SERVICE | SOL5820 | BITTERNE HEALTH CENTRE | COMMUNITY NURSING TEAM | BLOOD PRESSURE MONITOR | DS5401-300 | 170612064127 | WELCH ALLYN | PM | 1 | 8
9576 | IN SERVICE | SOL5821 | BROADCAST HOUSE | COMMUNITY NURSING TEAM | BLOOD PRESSURE MONITOR | DS5401-300 | 170525062519 | WELCH ALLYN | PM | 1 | 8
9577 | IN SERVICE | SOL5825 | ROYAL SOUTH HANTS HOSPITAL | SEXUAL HEALTH | HEIGHT MEASURE | 213 | NOT FOUND | SECA LTD | INSPECTION ONLY | 1 | 15
9578 | IN SERVICE | SOL5827 | ROYAL SOUTH HANTS HOSPITAL | SEXUAL HEALTH | LIGHT-EXAMINATION | LHH10 | NOT FOUND | LUXO LTD | PM | 1 | 10
9579 | IN SERVICE | SOL5828 | ROYAL SOUTH HANTS HOSPITAL | SEXUAL HEALTH | HEIGHT MEASURE | 213 | NOT FOUND | SECA LTD | INSPECTION ONLY | 1 | 15
9580 | IN SERVICE | SOL5829 | ROYAL SOUTH HANTS HOSPITAL | SEXUAL HEALTH | SCALES | 877 | 5877188167399 | SECA LTD | PM | 1 | 15
9581 | IN SERVICE | SOL5831 | ROYAL SOUTH HANTS HOSPITAL | SEXUAL HEALTH | LIGHT-EXAMINATION | LHH10 | NOT FOUND | LUXO LTD | PM | 1 | 10
9582 | IN SERVICE | SOL5833 | ROYAL SOUTH HANTS HOSPITAL | SEXUAL HEALTH | BLOOD PRESSURE MONITOR | M6 COMFORT | 20170210211VG | OMRON HEALTHCARE | PM | 1 | 8
9583 | IN SERVICE | SOL5837 | CIVIC OFFICES PORTSMOUTH | HEALTH VISITING AND SCHOOL NURSING-LEVEL 2 CORE 1 | MEDICAL FRIDGE | PSR273UK | 50808946444440900 | LEC MEDICAL | PM | 1 | NOT TO BE PRICED
9584 | IN SERVICE | SOL5838 | CIVIC OFFICES PORTSMOUTH | HEALTH VISITING AND SCHOOL NURSING-LEVEL 2 CORE 1 | MEDICAL FRIDGE | RLDF1010 | 751401081902PW-LC | LABCOLD | PM | 1 | NOT TO BE PRICED
9585 | IN SERVICE | SOL5839 | CIVIC OFFICES PORTSMOUTH | HEALTH VISITING AND SCHOOL NURSING-LEVEL 2 CORE 1 | MEDICAL FRIDGE | RLDF18041 | J000284 | LABCOLD | PM | 1 | NOT TO BE PRICED
9587 | IN SERVICE | SOL5841 | ADELAIDE HEALTH CENTRE | CHILDREN COMMUNITY NURSING TEAM-LEVEL 2 | COUGH ASSIST MACHINE | CLEARWAY | 2015-24812 | BREAS MEDICAL | PM | 1 | 110
9588 | IN SERVICE | SOL5842 | ADELAIDE HEALTH CENTRE | CHILDREN COMMUNITY NURSING TEAM-LEVEL 2 | VENTILATOR | NIPPY JUNIOR+ | 2015-22393 | BREAS MEDICAL | PM | 1 | 250
9589 | IN SERVICE | SOL5845 | ADELAIDE HEALTH CENTRE | CHILDREN COMMUNITY NURSING TEAM-LEVEL 2 | VENTILATOR | TRILOGY 100 | TV116012224 | PHILIPS HEALTHCARE | PM | 1 | 799
9591 | IN SERVICE | SOL5849 | ROYAL SOUTH HANTS HOSPITAL | COMMUNITY PAEDIATRIC MEDICAL SERVICES | SCALES | 877 | 5877041098927 | SECA LTD | PM | 1 | 15
9592 | IN SERVICE | SOL5852 | ADELAIDE HEALTH CENTRE | CHILDREN COMMUNITY NURSING TEAM-LEVEL 2 | PULSE OXIMETER-HANDHELD | N65 | P11807672 | NELLCOR | PM | 1 | 55
9593 | IN SERVICE | SOL5853 | ADELAIDE HEALTH CENTRE | COMMUNITY PAEDIATRIC MEDICAL SERVICES-LEVEL 2 | SCALES | 877 | 5877135179061 | SECA LTD | PM | 1 | 15
9594 | IN SERVICE | SOL5854 | NEW MILTON HEALTH CENTRE | SEXUAL HEALTH | SCALES | 877 | 5877041098919 | SECA LTD | PM | 1 | 15
9595 | IN SERVICE | SOL5855 | THORNHILL CENTRE FOR HEALTHY LIVING | COMMUNITY PAEDIATRIC MEDICAL SERVICES | BLOOD PRESSURE MONITOR | M6 AC | 20120200826VG | OMRON HEALTHCARE | PM | 1 | 8
9596 | IN SERVICE | SOL5856 | ROYAL SOUTH HANTS HOSPITAL | COMMUNITY PAEDIATRIC MEDICAL SERVICES | HEIGHT MEASURE | LEICESTER | NOT FOUND | SECA LTD | INSPECTION ONLY | 1 | 15
9597 | IN SERVICE | SOL5857 | CHILD DEVELOPMENT CENTRE | COMMUNITY PAEDIATRIC MEDICAL SERVICES | HEIGHT MEASURE | LEICESTER | NOT FOUND | SECA LTD | INSPECTION ONLY | 1 | 15
9598 | IN SERVICE | SOL5858 | CHILD DEVELOPMENT CENTRE | COMMUNITY PAEDIATRIC MEDICAL SERVICES | SCALES | 877 | 5877366125804 | SECA LTD | PM | 1 | 15
9599 | IN SERVICE | SOL5859 | THORNHILL CENTRE FOR HEALTHY LIVING | COMMUNITY PAEDIATRIC MEDICAL SERVICES | LIGHT-ULTRAVIOLET | NONE | 9066242 | WALDMANN | PM | 1 | 45
9600 | IN SERVICE | SOL5863 | SATELLITE CLINIC | HOMELESS HEALTH TEAM-PATRICK HOUSE HOSTEL | BREATH ANALYSER | PICO | PP0667440113 | BEDFONT SCIENTIFIC | PM | 1 | 95
9601 | IN SERVICE | SOL5865 | SATELLITE CLINIC | HOMELESS HEALTH TEAM-PATRICK HOUSE HOSTEL | OTOSCOPE | STANDARD | 113449 | KEELER | PM | 1 | 5
9602 | IN SERVICE | SOL5867 | SATELLITE CLINIC | HOMELESS HEALTH TEAM-PATRICK HOUSE HOSTEL | GLUCOMETER | GLUCO RX | 4277116140135350 | TAIDOC TECHNOLOGY | ASSET ONLY | 1 | NOT TO BE PRICED
9603 | IN SERVICE | SOL5870 | SATELLITE CLINIC | HOMELESS HEALTH TEAM-PATRICK HOUSE HOSTEL | PEAK FLOWMETER | NOT KNOWN | STD-5008 | HARLOW AIRMED | ASSET ONLY | 1 | NOT TO BE PRICED
9604 | IN SERVICE | SOL5871 | SATELLITE CLINIC | HOMELESS HEALTH TEAM-PATRICK HOUSE HOSTEL | PEAK FLOWMETER | NOT KNOWN | STD-281 | HARLOW AIRMED | ASSET ONLY | 1 | NOT TO BE PRICED
9605 | IN SERVICE | SOL5872 | SATELLITE CLINIC | HOMELESS HEALTH TEAM-PATRICK HOUSE HOSTEL | BLOOD PRESSURE MONITOR | HANDHELD | NOT FOUND | MEDISAVE | PM | 1 | 8
9606 | IN SERVICE | SOL5873 | SATELLITE CLINIC | HOMELESS HEALTH TEAM-PATRICK HOUSE HOSTEL | PLINTH | ECOPOSTURAL | NOT FOUND | SELECT HEALTHCARE | PM | 1 | 35
9607 | IN SERVICE | SOL5874 | SATELLITE CLINIC | HOMELESS HEALTH TEAM-PATRICK HOUSE HOSTEL | LIGHT-EXAMINATION | LHH10 | NOT FOUND | LUXO LTD | PM | 1 | 10
9608 | IN SERVICE | SOL5875 | SATELLITE CLINIC | HOMELESS HEALTH TEAM-PATRICK HOUSE HOSTEL | MEDICAL FRIDGE | DS301HFS | NOT FOUND | DOMETIC | PM | 1 | NOT TO BE PRICED
9609 | IN SERVICE | SOL5879 | BATTENBURG AVENUE CLINIC | CHILDREN COMMUNITY NURSING-CHILD NURSING | PULSE OXIMETER-HANDHELD | PM100N | MBH1705111 | COVIDIEN | PM | 1 | 55
9610 | IN SERVICE | SOL5880 | ROYAL SOUTH HANTS HOSPITAL | SEXUAL HEALTH | PLINTH | SM85930-230T-3WF | 34367 | SEERS MEDICAL | PM | 1 | 35
9611 | IN SERVICE | SOL5881 | ROYAL SOUTH HANTS HOSPITAL | SEXUAL HEALTH | LIGHT-EXAMINATION | LHH LED | NOT FOUND | LUXO LTD | PM | 1 | 10
9612 | IN SERVICE | SOL5882 | ROYAL SOUTH HANTS HOSPITAL | SEXUAL HEALTH | SCALES | 875 | 5875344086951 | SECA LTD | PM | 1 | 15
9613 | IN SERVICE | SOL5883 | ROYAL SOUTH HANTS HOSPITAL | SEXUAL HEALTH | PLINTH | SM85930-230T-3WF | 34368 | SEERS MEDICAL | PM | 1 | 35
9614 | IN SERVICE | SOL5884 | ROYAL SOUTH HANTS HOSPITAL | SEXUAL HEALTH | LIGHT-EXAMINATION | LHH LED | NOT FOUND | LUXO LTD | PM | 1 | 10
9615 | IN SERVICE | SOL5885 | ROYAL SOUTH HANTS HOSPITAL | SEXUAL HEALTH | SCALES | 760 | 2760031129479 | SECA LTD | PM | 1 | 15
9616 | IN SERVICE | SOL5886 | ROYAL SOUTH HANTS HOSPITAL | SEXUAL HEALTH | SCALES | 875 | 5875352087462 | SECA LTD | PM | 1 | 15
9617 | IN SERVICE | SOL5891 | ROYAL SOUTH HANTS HOSPITAL | SEXUAL HEALTH | ULTRASOUND TRANSDUCER | ICT 8.5 MHZ | 03NWRM | SONOSITE | OEM-AIH | 1 | FOC
9618 | IN SERVICE | SOL5895 | ROYAL SOUTH HANTS HOSPITAL | SEXUAL HEALTH | ULTRASOUND TRANSDUCER | ICT 8.5 MHZ | 40079 | SONOSITE | OEM-AIH | 1 | FOC
9619 | IN SERVICE | SOL5896 | ROYAL SOUTH HANTS HOSPITAL | SEXUAL HEALTH | ULTRASOUND TRANSDUCER | C60XI/5-2 MHz | 045PJZ | SONOSITE | OEM-AIH | 1 | FOC
9620 | IN SERVICE | SOL5897 | ROYAL SOUTH HANTS HOSPITAL | SEXUAL HEALTH | PRINTER-ULTRASOUND | UP-D897 | 292576 | SONY | OEM-AIH | 1 | 10
9621 | IN SERVICE | SOL5898 | ROYAL SOUTH HANTS HOSPITAL | SEXUAL HEALTH | ULTRASOUND MACHINE DIAGNOSTIC | MICROMAX | WK2Z1V | SONOSITE | OEM-AIH | 1 | 375
9622 | IN SERVICE | SOL5899 | QUEEN ALEXANDRA HOSPITAL | DENTAL-POSWILLO DENTAL CENTRE | DENTAL ULTRASONIC SCALER | NEWTRON P5 | 307575016 | ACTEON | OEM-AIH | 1 | 25
9623 | IN SERVICE | SOL5909 | ST MARY'S COMMUNITY HEALTH CAMPUS | COMMUNITY NURSING TEAM | BLOOD PRESSURE MONITOR | ANEROID | NOT FOUND | ACCOSON | PM | 1 | 8
9624 | IN SERVICE | SOL5910 | ST MARY'S COMMUNITY HEALTH CAMPUS | COMMUNITY NURSING TEAM | PULSE OXIMETER-FINGER | W4350 | NOT FOUND | MERLIN MEDICAL | PM | 1 | 15
9625 | IN SERVICE | SOL5911 | ST MARY'S COMMUNITY HEALTH CAMPUS | COMMUNITY NURSING TEAM | GLUCOMETER | OPTIUM XCEED | XCB234-5060 | ABBOTS MEDICAL | ASSET ONLY | 1 | NOT TO BE PRICED
9626 | IN SERVICE | SOL5915 | ST MARY'S COMMUNITY HEALTH CAMPUS | COMMUNITY NURSING TEAM | GLUCOMETER | OPTIUM XCEED | XCD994-3221 | ABBOTS MEDICAL | ASSET ONLY | 1 | NOT TO BE PRICED
9627 | IN SERVICE | SOL5917 | ST MARY'S COMMUNITY HEALTH CAMPUS | COMMUNITY NURSING TEAM | BLOOD PRESSURE MONITOR | ANEROID | NOT FOUND | ACCOSON | PM | 1 | 8
9628 | IN SERVICE | SOL5922 | ST MARY'S COMMUNITY HEALTH CAMPUS | COMMUNITY NURSING TEAM | GLUCOMETER | FREESTYLE OPTIMUM | XEMT218-P08D3 | ABBOTS MEDICAL | ASSET ONLY | 1 | NOT TO BE PRICED
9629 | IN SERVICE | SOL5923 | ST MARY'S COMMUNITY HEALTH CAMPUS | COMMUNITY NURSING TEAM | OPHTHALMOSCOPE | 901081 | 1249802 | WELCH ALLYN | PM | 1 | 8
9630 | IN SERVICE | SOL5924 | ST MARY'S COMMUNITY HEALTH CAMPUS | COMMUNITY NURSING TEAM | GLUCOMETER | FREESTYLE OPTIUM NEO | LAMU326S01742 | ABBOTS MEDICAL | ASSET ONLY | 1 | NOT TO BE PRICED
9631 | IN SERVICE | SOL5928 | ST MARY'S COMMUNITY HEALTH CAMPUS | COMMUNITY NURSING TEAM | GLUCOMETER | OPTIUM XCEED | XCD992-2314 | ABBOTS MEDICAL | ASSET ONLY | 1 | NOT TO BE PRICED
9632 | IN SERVICE | SOL5929 | ST MARY'S COMMUNITY HEALTH CAMPUS | COMMUNITY NURSING TEAM | GLUCOMETER | FREESTYLE OPTIUM NEO | LAMU296S00301 | ABBOTS MEDICAL | ASSET ONLY | 1 | NOT TO BE PRICED
9633 | IN SERVICE | SOL5932 | ST MARY'S COMMUNITY HEALTH CAMPUS | COMMUNITY NURSING TEAM | BLOOD PRESSURE MONITOR | CALIBRA | 2890902 | MDF INSTRUMENTS | PM | 1 | 8
9634 | IN SERVICE | SOL5939 | ST MARY'S COMMUNITY HEALTH CAMPUS | COMMUNITY NURSING TEAM | SCALES | 875 | 5875237173695 | SECA LTD | PM | 1 | 15
9635 | IN SERVICE | SOL5940 | ST MARY'S COMMUNITY HEALTH CAMPUS | COMMUNITY NURSING TEAM | SCALES | 875 | 5875237173769 | SECA LTD | PM | 1 | 15
9636 | IN SERVICE | SOL5941 | ST MARY'S COMMUNITY HEALTH CAMPUS | COMMUNITY NURSING TEAM | SCALES | 875 | 5875237173807 | SECA LTD | PM | 1 | 15
9638 | IN SERVICE | SOL5948 | BITTERNE HEALTH CENTRE | COMMUNITY NURSING TEAM | SCALES | 878 | 5878321151868 | SECA LTD | PM | 1 | 15
9639 | IN SERVICE | SOL5949 | BITTERNE HEALTH CENTRE | COMMUNITY NURSING TEAM | SCALES | 878 | 5878321151815 | SECA LTD | PM | 1 | 15
9641 | IN SERVICE | SOL5952 | BATTENBURG AVENUE CLINIC | CHILDREN COMMUNITY NURSING-CHILD NURSING | ASPIRATOR | LSU | 78231751999 | LAERDAL MEDICAL | PM | 1 | 25
9643 | IN SERVICE | SOL5956 | BITTERNE HEALTH CENTRE | COMMUNITY NURSING TEAM | NEBULISER | PORTA-NEB | 08A8700723 | PHILIPS HEALTHCARE | PM | 1 | 15
9648 | IN SERVICE | SOL5964 | BATTENBURG AVENUE CLINIC | CHILDREN COMMUNITY NURSING-CHILD NURSING | VENTILATOR | NIPPY JUNIOR+ | 2016-27168 | BREAS MEDICAL | PM | 1 | 250
9649 | IN SERVICE | SOL5965 | BATTENBURG AVENUE CLINIC | CHILDREN COMMUNITY NURSING-CHILD NURSING | ASPIRATOR | CLARIO | 1406594 | MEDELA | PM | 1 | 25
9650 | IN SERVICE | SOL5967 | BATTENBURG AVENUE CLINIC | CHILDREN COMMUNITY NURSING-CHILD NURSING | PULSE OXIMETER-HANDHELD | PM100N | MBH1503194 | COVIDIEN | PM | 1 | 55
9651 | IN SERVICE | SOL5968 | BATTENBURG AVENUE CLINIC | CHILDREN COMMUNITY NURSING-CHILD NURSING | NEBULISER | PARI JUNIOR BOY SX | 2W14E14420 | PARI MEDICAL LTD | PM | 1 | 15
9652 | IN SERVICE | SOL5978 | ST JAMES HOSPITAL | THE LIMES-BROOKER UNIT | HOVER MAT | HTAIR2300 | 2H062726 | HOVERTECH | PM | 1 | 90
9653 | IN SERVICE | SOL5979 | ST JAMES HOSPITAL | THE LIMES-BROOKER UNIT | PATIENT TRANSFER AID | ABLE ASSIST | PT003-V2-030 | DRIVE DEVILBISS | PM | 1 | 70
9654 | IN SERVICE | SOL5980 | ST JAMES HOSPITAL | THE LIMES-BROOKER UNIT | MATTRESS PUMP | SR353 | 2G122878 | CARILEX MEDICAL | PM | 1 | 45
9655 | IN SERVICE | SOL5981 | ST JAMES HOSPITAL | THE LIMES-BROOKER UNIT | MATTRESS PUMP | SR353 | 2G122873 | CARILEX MEDICAL | PM | 1 | 45
9656 | IN SERVICE | SOL5982 | ST JAMES HOSPITAL | THE LIMES-BROOKER UNIT | MATTRESS PUMP | SR353 | 2G122880 | CARILEX MEDICAL | PM | 1 | 45
9657 | IN SERVICE | SOL5983 | ST JAMES HOSPITAL | THE LIMES-BROOKER UNIT | MATTRESS PUMP | SR353 | 2G122863 | CARILEX MEDICAL | PM | 1 | 45
9658 | IN SERVICE | SOL5984 | ST JAMES HOSPITAL | THE LIMES-BROOKER UNIT | MATTRESS PUMP | SR353 | 2G122843 | CARILEX MEDICAL | PM | 1 | 45
9659 | IN SERVICE | SOL5988 | COSHAM HEALTH CENTRE | PODIATRY-PODIATRY CLINIC | GLUCOMETER | OMNITEST 3 | GAA3UKNJ00855 | B BRAUN MEDICAL | ASSET ONLY | 1 | NOT TO BE PRICED
9660 | IN SERVICE | SOL5989 | COSHAM HEALTH CENTRE | PODIATRY-PODIATRY CLINIC | THERMOMETER | GENTLE TEMP 510 | 20131201394UF | OMRON HEALTHCARE | PM | 1 | 15
9662 | IN SERVICE | SOL5996 | WATERLOOVILLE HEALTH CENTRE | PODIATRY-PODIATRY CLINIC | LIGHT-EXAMINATION | LHH10 | NOT FOUND | LUXO LTD | PM | 1 | 10
9663 | IN SERVICE | SOL5997 | WATERLOOVILLE HEALTH CENTRE | PODIATRY-PODIATRY CLINIC | PLINTH | 7632/3/NS653 | NOT FOUND | ARJO HUNTLEIGH | PM | 1 | 35
9664 | IN SERVICE | SOL5998 | ST MARY'S COMMUNITY HEALTH CAMPUS | PODIATRY-PODIATRY CLINIC | DOPPLER | D900 | 900LX0A16020-07 | HUNTLEIGH HEALTHCARE | PM | 1 | 30
9665 | IN SERVICE | SOL6000 | WATERLOOVILLE HEALTH CENTRE | PODIATRY-PODIATRY CLINIC | LIGHT-EXAMINATION | LHH10 | LUXO | LUXO LTD | PM | 1 | 10
9666 | IN SERVICE | SOL2231 | WESTERN COMMUNITY HOSPITAL | SNOWDON WARD-MAIN BLOCK | DEFIBRILLATOR-AED | AED PRO | AA17F043056 | ZOLL MEDICAL | ASSET ONLY | 1 | NOT TO BE PRICED
9667 | IN SERVICE | SOL5256 | ROYAL SOUTH HANTS HOSPITAL | COMMUNITY NURSING TEAM | BLOOD PRESSURE MONITOR | DS5401-300 | WELCH ALLYN | WELCH ALLYN | PM | 1 | 8
9668 | IN SERVICE | SOL5257 | ROYAL SOUTH HANTS HOSPITAL | COMMUNITY NURSING TEAM | PULSE OXIMETER-FINGER | MD300C19 | 144901900536 | BEIJING CHOICE ELECTRONICS | PM | 1 | 15
9669 | IN SERVICE | SOL5258 | ROYAL SOUTH HANTS HOSPITAL | COMMUNITY NURSING TEAM | PULSE OXIMETER-FINGER | 9006368 | HENRY SCHEIN | HENRY SCHEIN | PM | 1 | 15
9670 | IN SERVICE | SOL5259 | ROYAL SOUTH HANTS HOSPITAL | COMMUNITY NURSING TEAM | THERMOMETER | THERMOSCAN 6020 | BRAUN | BRAUN | PM | 1 | 15
9671 | IN SERVICE | SOL5263 | ROYAL SOUTH HANTS HOSPITAL | COMMUNITY NURSING TEAM | THERMOMETER | BK8005 | NOT FOUND | BOKANG | PM | 1 | 15
9672 | IN SERVICE | SOL5266 | ROYAL SOUTH HANTS HOSPITAL | COMMUNITY NURSING TEAM | BLOOD PRESSURE MONITOR | DS5401-300 | 150511153538 | WELCH ALLYN | PM | 1 | 8
9673 | IN SERVICE | SOL5267 | ROYAL SOUTH HANTS HOSPITAL | COMMUNITY NURSING TEAM | SCALES | 877 | 5877018142289 | SECA LTD | PM | 1 | 15
9674 | IN SERVICE | SOL5269 | ROYAL SOUTH HANTS HOSPITAL | COMMUNITY NURSING TEAM | BLOOD PRESSURE MONITOR | DS5401-300 | 150511151757 | WELCH ALLYN | PM | 1 | 8
9675 | IN SERVICE | SOL5270 | ROYAL SOUTH HANTS HOSPITAL | COMMUNITY NURSING TEAM | PULSE OXIMETER-FINGER | MD300C19 | 151601900438 | BEIJING CHOICE ELECTRONICS | PM | 1 | 15
9676 | IN SERVICE | SOL5273 | ROYAL SOUTH HANTS HOSPITAL | COMMUNITY NURSING TEAM | SCALES | M420 | 21604439 | MARSDEN | PM | 1 | 15
9677 | IN SERVICE | SOL5275 | ROYAL SOUTH HANTS HOSPITAL | COMMUNITY NURSING TEAM | HEIGHT MEASURE | LEICESTER | NOT FOUND | MARSDEN | INSPECTION ONLY | 1 | 15
9678 | IN SERVICE | SOL5276 | ROYAL SOUTH HANTS HOSPITAL | COMMUNITY NURSING TEAM | BLOOD PRESSURE MONITOR | DS5401-300 | 150511094008 | WELCH ALLYN | PM | 1 | 8
9679 | IN SERVICE | SOL5277 | ROYAL SOUTH HANTS HOSPITAL | COMMUNITY NURSING TEAM | THERMOMETER | THERMOSCAN PRO 4000 | 34413K02319 | BRAUN | PM | 1 | 15
9680 | IN SERVICE | SOL5278 | ROYAL SOUTH HANTS HOSPITAL | COMMUNITY NURSING TEAM | PULSE OXIMETER-FINGER | MD300C19 | 151601900435 | BEIJING CHOICE ELECTRONICS | PM | 1 | 15
9681 | IN SERVICE | SOL5280 | ROYAL SOUTH HANTS HOSPITAL | COMMUNITY NURSING TEAM | BLOOD PRESSURE MONITOR | DS5401-300 | 150511153058 | WELCH ALLYN | PM | 1 | 8
9682 | IN SERVICE | SOL5281 | ROYAL SOUTH HANTS HOSPITAL | COMMUNITY NURSING TEAM | GLUCOMETER | GLUCO RX | 4277115040117390 | TAIDOC TECHNOLOGY | ASSET ONLY | 1 | NOT TO BE PRICED
9683 | IN SERVICE | SOL5282 | ROYAL SOUTH HANTS HOSPITAL | COMMUNITY NURSING TEAM | THERMOMETER | BK8005 | NOT FOUND | BOKANG | PM | 1 | 15
9684 | IN SERVICE | SOL5283 | ROYAL SOUTH HANTS HOSPITAL | COMMUNITY NURSING TEAM | PULSE OXIMETER-FINGER | MD300C19 | 151601900257 | BEIJING CHOICE ELECTRONICS | PM | 1 | 15
9685 | IN SERVICE | SOL5284 | ROYAL SOUTH HANTS HOSPITAL | COMMUNITY INDEPENDENCE SERVICE-LEVEL A | ECG MACHINE | HEARTVIEW 12L | 21000623 | AEROTEL MEDICAL SYSTEMS | PM | 1 | 88
9686 | IN SERVICE | SOL5286 | ROYAL SOUTH HANTS HOSPITAL | COMMUNITY NURSING TEAM | PULSE OXIMETER-FINGER | MD300C19 | 151601900932 | BEIJING CHOICE ELECTRONICS | PM | 1 | 15
9688 | IN SERVICE | SOL5289 | ROYAL SOUTH HANTS HOSPITAL | COMMUNITY NURSING TEAM | THERMOMETER | THERMOSCAN 6020 | 26511K06287 | BRAUN | PM | 1 | 15
9689 | IN SERVICE | SOL5291 | ROYAL SOUTH HANTS HOSPITAL | COMMUNITY NURSING TEAM | PULSE OXIMETER-FINGER | ONYX VANTAGE | 501876984 | NONIN | PM | 1 | 15
9690 | IN SERVICE | SOL5292 | ROYAL SOUTH HANTS HOSPITAL | COMMUNITY NURSING TEAM | PULSE OXIMETER-FINGER | 9006368 | 143219902044 | HENRY SCHEIN | PM | 1 | 15
9691 | IN SERVICE | SOL5293 | ROYAL SOUTH HANTS HOSPITAL | COMMUNITY NURSING TEAM | THERMOMETER | THERMOSCAN 6020 | 26512K06949 | BRAUN | PM | 1 | 15
9692 | IN SERVICE | SOL5294 | ROYAL SOUTH HANTS HOSPITAL | COMMUNITY NURSING TEAM | GLUCOMETER | GLUCO RX | 4277115040117370 | TAIDOC TECHNOLOGY | ASSET ONLY | 1 | NOT TO BE PRICED
9693 | IN SERVICE | SOL5295 | ROYAL SOUTH HANTS HOSPITAL | COMMUNITY NURSING TEAM | DIAGNOSTIC SET | LED | NOT FOUND | OPTICAR | PM | 1 | 5
9694 | IN SERVICE | SOL5296 | ROYAL SOUTH HANTS HOSPITAL | COMMUNITY NURSING TEAM | GLUCOMETER | GLUCO RX | 427711319005142F | TAIDOC TECHNOLOGY | ASSET ONLY | 1 | NOT TO BE PRICED
9695 | IN SERVICE | SOL5297 | ROYAL SOUTH HANTS HOSPITAL | COMMUNITY NURSING TEAM | GLUCOMETER | GLUCO RX | 427711523014043C | TAIDOC TECHNOLOGY | ASSET ONLY | 1 | NOT TO BE PRICED
9696 | IN SERVICE | SOL5300 | ADELAIDE HEALTH CENTRE | HEALTH VISITING AND SCHOOL NURSING | SCALES | 835 | 810530B | SECA LTD | PM | 1 | 15
9697 | IN SERVICE | SOL5302 | ADELAIDE HEALTH CENTRE | HEALTH VISITING AND SCHOOL NURSING | SCALE-BABY | 385 | 5385105094015 | SECA LTD | PM | 1 | 15
9698 | IN SERVICE | SOL5305 | ADELAIDE HEALTH CENTRE | HEALTH VISITING AND SCHOOL NURSING | SCALE-BABY | 385 | 5385327106516 | SECA LTD | PM | 1 | 15
9699 | IN SERVICE | SOL5308 | ADELAIDE HEALTH CENTRE | HEALTH VISITING AND SCHOOL NURSING | SCALES | 862 | 1862194069946 | SECA LTD | PM | 1 | 15
9701 | IN SERVICE | SOL5310 | BROADCAST HOUSE | COMMUNITY NURSING TEAM | GLUCOMETER | GLUCO RX | 4277113190051490 | TAIDOC TECHNOLOGY | ASSET ONLY | 1 | NOT TO BE PRICED
9702 | IN SERVICE | SOL5316 | ADELAIDE HEALTH CENTRE | CHILDREN COMMUNITY NURSING TEAM-LEVEL 2 | HUMIDIFIER | HC150 | 160128021858 | FISHER & PAYKEL | PM | 1 | 55
9703 | IN SERVICE | SOL5322 | ADELAIDE HEALTH CENTRE | CHILDREN COMMUNITY NURSING TEAM-LEVEL 2 | NEBULISER | PARI JUNIOR BOY SX | 2W12K24556 | PARI MEDICAL LTD | PM | 1 | 15
9704 | IN SERVICE | SOL5327 | ST MARY'S COMMUNITY HEALTH CAMPUS | SPINNAKER WARD | NEBULISER | INNOSPIRE DELUXE | 144068 | PHILIPS HEALTHCARE | PM | 1 | 15
9705 | IN SERVICE | SOL2172 | WESTERN COMMUNITY HOSPITAL | KITE UNIT | DEFIBRILLATOR-AED | AED PRO | 658448 | ARJO HUNTLEIGH | ASSET ONLY | 1 | NOT TO BE PRICED
9707 | IN SERVICE | SOL5334 | BROADCAST HOUSE | COMMUNITY NURSING TEAM | SPHYGMOMANOMETER | SHOCK RESISTANT | 361469 | WELCH ALLYN | PM | 1 | 8
9708 | IN SERVICE | SOL5339 | BROADCAST HOUSE | COMMUNITY NURSING TEAM | GLUCOMETER | GLUCO RX | 900LX0A16020-07 | HUNTLEIGH HEALTHCARE | ASSET ONLY | 1 | NOT TO BE PRICED
9709 | IN SERVICE | SOL5343 | BROADCAST HOUSE | COMMUNITY NURSING TEAM | GLUCOMETER | ONETOUCH ULTRA 2 | BGK0009CY | LIFESCAN | ASSET ONLY | 1 | NOT TO BE PRICED
9710 | IN SERVICE | SOL5345 | BROADCAST HOUSE | COMMUNITY NURSING TEAM | THERMOMETER | THERMOSCAN | GAM06107 | EXEGON LTD | PM | 1 | 15
9711 | IN SERVICE | SOL5348 | BROADCAST HOUSE | COMMUNITY NURSING TEAM | SPHYGMOMANOMETER | SHOCK RESISTANT | NOT FOUND | WELCH ALLYN | PM | 1 | 8
9712 | IN SERVICE | SOL5350 | BROADCAST HOUSE | COMMUNITY NURSING TEAM | PULSE OXIMETER-FINGER | 9006368 | 150511162617 | HENRY SCHEIN | PM | 1 | 15
9713 | IN SERVICE | SOL5351 | BROADCAST HOUSE | COMMUNITY NURSING TEAM | THERMOMETER | THERMOSCAN | 144901900536 | BRAUN | PM | 1 | 15
9714 | IN SERVICE | SOL5354 | BROADCAST HOUSE | COMMUNITY NURSING TEAM | GLUCOMETER | GLUCO RX | 154419901385 | HENRY SCHEIN | ASSET ONLY | 1 | NOT TO BE PRICED
9715 | IN SERVICE | SOL5355 | BROADCAST HOUSE | COMMUNITY NURSING TEAM | GLUCOMETER | GLUCO RX | 23515K40372 | B BRAUN MEDICAL | ASSET ONLY | 1 | NOT TO BE PRICED
9716 | IN SERVICE | SOL5359 | BROADCAST HOUSE | COMMUNITY NURSING TEAM | THERMOMETER | THERMOSCAN | 151601900268 | BRAUN | PM | 1 | 15
9717 | IN SERVICE | SOL5364 | BROADCAST HOUSE | COMMUNITY NURSING TEAM | PULSE OXIMETER-FINGER | ONYX VANTAGE | NOT FOUND | NONIN | PM | 1 | 15
9718 | IN SERVICE | SOL5990 | BITTERNE HEALTH CENTRE | COMMUNITY NURSING TEAM | BLOOD PRESSURE MONITOR | UA-767 | 5170301935 | A&D INSTRUMENTS | PM | 1 | 8
9719 | IN SERVICE | SOL5991 | BITTERNE HEALTH CENTRE | COMMUNITY NURSING TEAM | BLOOD PRESSURE MONITOR | UA-767 | 5170400264 | A&D INSTRUMENTS | PM | 1 | 8
9720 | IN SERVICE | SOL5375 | TOTTON HEALTH CENTRE | PODIATRY-ROOM 2 | THERMOMETER | BK8005 | NOT FOUND | BOKANG | PM | 1 | 15
9721 | IN SERVICE | SOL5376 | TOTTON HEALTH CENTRE | PODIATRY-ROOM 2 | GLUCOMETER | OMNITEST 3 | GAA7UKOB00456 | B BRAUN MEDICAL | ASSET ONLY | 1 | NOT TO BE PRICED
9722 | IN SERVICE | SOL5380 | ALDERSHOT CENTRE FOR HEALTH | SEXUAL HEALTH | BLOOD PRESSURE MONITOR | DB32 | NOT FOUND | TRULY INSTRUMENTS | PM | 1 | 8
9723 | IN SERVICE | SOL5381 | ALDERSHOT CENTRE FOR HEALTH | SEXUAL HEALTH | BLOOD PRESSURE MONITOR | DB32 | NOT FOUND | TRULY INSTRUMENTS | PM | 1 | 8
9725 | IN SERVICE | SOL5367 | ST CLEMENTS SURGERY | SEXUAL HEALTH | LIGHT-EXAMINATION | LHH LED | NOT FOUND | LUXO LTD | PM | 1 | 10
9726 | IN SERVICE | SOL5368 | ST CLEMENTS SURGERY | SEXUAL HEALTH | BLOOD PRESSURE MONITOR | M6 AC | 20151000835VG | OMRON HEALTHCARE | PM | 1 | 8
9727 | IN SERVICE | SOL5369 | ST CLEMENTS SURGERY | SEXUAL HEALTH | HOT PLATE | MINI | SD1035M1204 | THERMO FISHER SCIENTIFIC | PM | 1 | 20
9728 | IN SERVICE | SOL5370 | ST CLEMENTS SURGERY | SEXUAL HEALTH | MICROSCOPE | BX41TF | OC15698 | OLYMPUS KEYMED | OEM-CONTRACT PM | 1 | 95
9729 | IN SERVICE | SOL2247 | ST CLEMENTS SURGERY | SEXUAL HEALTH | DEFIBRILLATOR-AED | AED PRO | AA17I043466 | ZOLL MEDICAL | ASSET ONLY | 1 | NOT TO BE PRICED
9730 | IN SERVICE | SOL5372 | ST CLEMENTS SURGERY | SEXUAL HEALTH | LIGHT-EXAMINATION | LHH LED | NOT FOUND | LUXO LTD | PM | 1 | 10
9731 | IN SERVICE | SOL5373 | ST CLEMENTS SURGERY | SEXUAL HEALTH | BLOOD PRESSURE MONITOR | M6 AC | 20151000834VG | OMRON HEALTHCARE | PM | 1 | 8
9733 | IN SERVICE | SOL6501 | ANDOVER HEALTH CENTRE | SEXUAL HEALTH | ULTRASOUND MACHINE DIAGNOSTIC | MICROMAX | WK1477 | SONOSITE | OEM-AIH | 1 | 375
9734 | IN SERVICE | SOL6502 | ANDOVER HEALTH CENTRE | SEXUAL HEALTH | ULTRASOUND TRANSDUCER | ICT 8.5 MHZ | 03QD8Q | SONOSITE | OEM-AIH | 1 | FOC
9735 | IN SERVICE | SOL6503 | ANDOVER HEALTH CENTRE | SEXUAL HEALTH | ULTRASOUND TRANSDUCER | C60E/5-2 | 03RHCG | SONOSITE | OEM-AIH | 1 | FOC
9736 | IN SERVICE | SOL6504 | ANDOVER HEALTH CENTRE | SEXUAL HEALTH | TROLLEY-ULTRASOUND | DVI MINI DOCK | WK0V6J | SONOSITE | OEM-AIH | 1 | 20
9738 | IN SERVICE | SOL5385 | BROADCAST HOUSE | COMMUNITY NURSING TEAM | SCALES | 761 | 5761295153226 | SECA LTD | PM | 1 | 15
9739 | IN SERVICE | SOL5386 | ST JAMES HOSPITAL | THE LIMES-BROOKER UNIT | BED SENSOR | TABS PRO 25023 VOICE+ | 402689 | STANLEY HEALTHCARE | PM | 1 | 10
9740 | IN SERVICE | SOL5387 | ST JAMES HOSPITAL | THE LIMES-BROOKER UNIT | BED SENSOR | TABS PRO 25023 VOICE+ | 402694 | STANLEY HEALTHCARE | PM | 1 | 10
9741 | IN SERVICE | SOL5388 | ST JAMES HOSPITAL | THE LIMES-BROOKER UNIT | BED SENSOR | TABS PRO 25023 VOICE+ | 403120 | STANLEY HEALTHCARE | PM | 1 | 10
9742 | IN SERVICE | SOL5389 | ST JAMES HOSPITAL | THE LIMES-BROOKER UNIT | BED SENSOR | TABS PRO 25023 VOICE+ | 403122 | STANLEY HEALTHCARE | PM | 1 | 10
9743 | IN SERVICE | SOL5390 | ST JAMES HOSPITAL | THE LIMES-BROOKER UNIT | GLUCOMETER | ACCU-CHEK PERFORMA | 55212484602 | ROCHE DIAGNOSTICS | ASSET ONLY | 1 | NOT TO BE PRICED
9744 | IN SERVICE | SOL5391 | ST JAMES HOSPITAL | THE LIMES-OAKDENE WARD | SCALES | 799 | 5799-306176253 | SECA LTD | PM | 1 | 15
9745 | IN SERVICE | SOL5393 | ST MARY'S COMMUNITY HEALTH CAMPUS | SEXUAL HEALTH | SMOKE EVACUATION SYSTEM | ACU-EVAC IE | 1992479 | ACUDERM | PM | 1 | 55
9746 | IN SERVICE | SOL5394 | ST MARY'S COMMUNITY HEALTH CAMPUS | SEXUAL HEALTH | BLOOD PRESSURE MONITOR | UA-767 | 5120700264 | A&D INSTRUMENTS | PM | 1 | 8
9747 | IN SERVICE | SOL5395 | ST MARY'S COMMUNITY HEALTH CAMPUS | SEXUAL HEALTH | BLOOD PRESSURE MONITOR | M6 AC | 20100301181VF | OMRON HEALTHCARE | PM | 1 | 8
9749 | IN SERVICE | SOL5397 | ST MARY'S COMMUNITY HEALTH CAMPUS | SEXUAL HEALTH | ULTRASOUND TRANSDUCER | RIC5-9W-RS | 183103KR1 | GE HEALTHCARE | OEM-AIH | 1 | FOC
9750 | IN SERVICE | SOL5398 | ST MARY'S COMMUNITY HEALTH CAMPUS | SEXUAL HEALTH | PRINTER-ULTRASOUND | UP-D897 | 81713 | SONY | OEM-AIH | 1 | 10
9751 | IN SERVICE | SOL5399 | ST JAMES HOSPITAL | ADULT MENTAL HEALTH-MAPLE WARD | BLOOD PRESSURE MONITOR | GREENLIGHT 300 | 15011629 | ACCOSON | PM | 1 | 8
9752 | IN SERVICE | SOL5402 | BATTENBURG AVENUE CLINIC | CHILDREN COMMUNITY NURSING-CHILD NURSING | VENTILATOR | NIPPY JUNIOR+ | 2009-9617 | BREAS MEDICAL | PM | 1 | 250
9753 | IN SERVICE | SOL5404 | BATTENBURG AVENUE CLINIC | CHILDREN COMMUNITY NURSING-CHILD NURSING | PULSE OXIMETER-HANDHELD | PM-60 | CR-85104272 | MINDRAY LTD | PM | 1 | 55
9754 | IN SERVICE | SOL5405 | WESTERN COMMUNITY HOSPITAL | SNOWDON WARD-MAIN BLOCK | ULTRASOUND MACHINE DIAGNOSTIC | M-TURBO | 03H0C7 | SONOSITE | OEM-AIH | 1 | 375
9755 | IN SERVICE | SOL5406 | ADELAIDE HEALTH CENTRE | PHYSIOTHERAPY-GROUND FLOOR | ULTRASOUND TRANSDUCER | HFL38X13-6 MHZ | 03G6N7 | SONOSITE | OEM-AIH | 1 | FOC
9756 | IN SERVICE | SOL5407 | ADELAIDE HEALTH CENTRE | PHYSIOTHERAPY-GROUND FLOOR | TROLLEY-ULTRASOUND | H-UNIVERSAL | WM05K4 | SONOSITE | OEM-AIH | 1 | 20
9757 | IN SERVICE | SOL5425 | CHASE COMMUNITY HOSPITAL | SEXUAL HEALTH | HOT PLATE | MINI | SD1030M1204 | THERMO FISHER SCIENTIFIC | PM | 1 | 20
9758 | IN SERVICE | SOL5426 | CHASE COMMUNITY HOSPITAL | SEXUAL HEALTH | LIGHT-EXAMINATION | MT6008M | 12795/1 | BRANDON MEDICAL | PM | 1 | 10
9759 | IN SERVICE | SOL5427 | CHASE COMMUNITY HOSPITAL | SEXUAL HEALTH | BLOOD PRESSURE MONITOR | M10-IT | 20170800132LF | OMRON HEALTHCARE | PM | 1 | 8
9760 | IN SERVICE | SOL2236 | CHASE COMMUNITY HOSPITAL | SEXUAL HEALTH | DEFIBRILLATOR-AED | AED PRO | AA17I043481 | ZOLL MEDICAL | ASSET ONLY | 1 | NOT TO BE PRICED
9761 | IN SERVICE | SOL5432 | ST JAMES HOSPITAL | THE LIMES-BROOKER UNIT | WHEELCHAIR | S1 STEEL | 4S1711101828 | DRIVE DEVILBISS | PM | 1 | 20
9762 | IN SERVICE | SOL5433 | ST JAMES HOSPITAL | THE LIMES-BROOKER UNIT | WHEELCHAIR | SENTRA | 4S1709222317 | DRIVE DEVILBISS | PM | 1 | 20
9763 | IN SERVICE | SOL5434 | ST JAMES HOSPITAL | THE LIMES-BROOKER UNIT | WHEELCHAIR | S1 STEEL | 4S1711101833 | DRIVE DEVILBISS | PM | 1 | 20
9764 | IN SERVICE | SOL5435 | ST JAMES HOSPITAL | THE LIMES-BROOKER UNIT | WHEELCHAIR | S1 STEEL | 4S1709221803 | DRIVE DEVILBISS | PM | 1 | 20
9765 | IN SERVICE | SOL5436 | ST JAMES HOSPITAL | THE LIMES-BROOKER UNIT | WHEELCHAIR | S1 STEEL | 4S1709221788 | DRIVE DEVILBISS | PM | 1 | 20
9766 | IN SERVICE | SOL5437 | ST JAMES HOSPITAL | THE LIMES-BROOKER UNIT | WHEELCHAIR | S1 STEEL | 4S1709221784 | DRIVE DEVILBISS | PM | 1 | 20
9767 | IN SERVICE | SOL5438 | ST JAMES HOSPITAL | THE LIMES-BROOKER UNIT | WHEELCHAIR | S1 STEEL | 4S1711101824 | DRIVE DEVILBISS | PM | 1 | 20
9768 | IN SERVICE | SOL5439 | ST JAMES HOSPITAL | THE LIMES-BROOKER UNIT | WHEELCHAIR | S1 STEEL | 4S1709221802 | DRIVE DEVILBISS | PM | 1 | 20
9769 | IN SERVICE | SOL5440 | ST JAMES HOSPITAL | THE LIMES-BROOKER UNIT | WHEELCHAIR | S1 STEEL | 4S1711101762 | DRIVE DEVILBISS | PM | 1 | 20
9770 | IN SERVICE | SOL5442 | JUBILEE HOUSE | INPATIENT UNIT-END OF LIFE CARE | HOIST-ELECTRIC | MAXIMOVE | 300244212 | ARJO HUNTLEIGH | OEM-MEDACO | 1 | 90
9771 | IN SERVICE | SOL5443 | ADELAIDE HEALTH CENTRE | HEALTH VISITING AND SCHOOL NURSING | SCALE-BABY | 385 | 5385031188291 | SECA LTD | PM | 1 | 15
9772 | IN SERVICE | SOL5444 | ADELAIDE HEALTH CENTRE | HEALTH VISITING AND SCHOOL NURSING | SCALE-BABY | 385 | 5385031188285 | SECA LTD | PM | 1 | 15
9773 | IN SERVICE | SOL5445 | ADELAIDE HEALTH CENTRE | HEALTH VISITING AND SCHOOL NURSING | SCALE-BABY | 385 | 5385031188288 | SECA LTD | PM | 1 | 15
9774 | IN SERVICE | SOL5446 | NEW MILTON HEALTH CENTRE | DENTAL-SURGERY ROOM | PULSE OXIMETER-FINGER | 9006368 | 143219900190 | HENRY SCHEIN | OEM-AIH | 1 | 15
9775 | IN SERVICE | SOL5447 | ST MARY'S HOSPITAL-IOW | SEXUAL HEALTH | ULTRASOUND TRANSDUCER | RIC5-9W-RS | 220695KR1 | GE HEALTHCARE | OEM-AIH | 1 | FOC
9776 | IN SERVICE | SOL5448 | ADELAIDE HEALTH CENTRE | TISSUE VIABILITY SERVICE-CLINIC ROOM | ULTRASOUND TRANSDUCER | L38XI/10-5MHZ | 0444KK | SONOSITE | OEM-AIH | 1 | FOC
9777 | IN SERVICE | SOL5452 | ALDERMOOR HEALTH CENTRE | PODIATRY-ROOM 52 | DOPPLER | MD2 | MD2P10209052-07 | HUNTLEIGH HEALTHCARE | PM | 1 | 30
9778 | IN SERVICE | SOL5456 | ADELAIDE HEALTH CENTRE | HEALTH VISITING AND SCHOOL NURSING | SCALE-BABY | 385 | 5385-083125554 | SECA LTD | PM | 1 | 15
9779 | IN SERVICE | SOL5462 | ADELAIDE HEALTH CENTRE | HEALTH VISITING AND SCHOOL NURSING | SCALE-BABY | 385 | 5385-309105090 | SECA LTD | PM | 1 | 15
9780 | IN SERVICE | SOL5463 | ADELAIDE HEALTH CENTRE | HEALTH VISITING AND SCHOOL NURSING | SCALE-BABY | 385 | 5385-025106201 | SECA LTD | PM | 1 | 15
9781 | IN SERVICE | SOL5467 | ADELAIDE HEALTH CENTRE | HEALTH VISITING AND SCHOOL NURSING | SCALE-BABY | 385 | 5385-085092733 | SECA LTD | PM | 1 | 15
9784 | IN SERVICE | SOL5481 | MOORGREEN HOSPITAL | PHYSIOTHERAPY-STONEHAM CENTRE | BLOOD PRESSURE MONITOR | DB32 | NOT FOUND | TRULY INSTRUMENTS | PM | 1 | 8
9786 | IN SERVICE | SOL5483 | MOORGREEN HOSPITAL | PHYSIOTHERAPY-STONEHAM CENTRE | THERAPY MEDI-LINK CONTROL UNIT | 70 | 61899 | EMS PHYSIO | PM | 1 | 130
9787 | IN SERVICE | SOL5485 | MOORGREEN HOSPITAL | PHYSIOTHERAPY-STONEHAM CENTRE | PLINTH | 2 SECTION | 40HSK26150913A | PLINTH MEDICAL | PM | 1 | 35
9789 | IN SERVICE | SOL5487 | MOORGREEN HOSPITAL | PHYSIOTHERAPY-STONEHAM CENTRE | EXERCISER-CROSS TRAINER | 220 PERFORM | NOT FOUND | YORK FITNESS | PM | 1 | 25
9794 | IN SERVICE | SOL5493 | BITTERNE HEALTH CENTRE | COMMUNITY NURSING TEAM | SCALES | 878 | 5878073175892 | SECA LTD | PM | 1 | 15
9795 | IN SERVICE | SOL5494 | BITTERNE HEALTH CENTRE | COMMUNITY NURSING TEAM | SCALES | 878 | 5878073175858 | SECA LTD | PM | 1 | 15
9796 | IN SERVICE | SOL5495 | ROYAL SOUTH HANTS HOSPITAL | COMMUNITY NURSING TEAM | SCALES | 878 | 5878073175856 | SECA LTD | PM | 1 | 15
9797 | IN SERVICE | SOL5496 | BITTERNE HEALTH CENTRE | COMMUNITY NURSING TEAM | SCALES | 878 | 5878073175875 | SECA LTD | PM | 1 | 15
9798 | IN SERVICE | SOL7751 | ROYAL SOUTH HANTS HOSPITAL | DENTAL-SURGERY 3 | DENTAL DRILL | ENDOMATE | 3070 | NSK | OEM-AIH | 1 | 45
9799 | IN SERVICE | SOL5497 | BITTERNE HEALTH CENTRE | COMMUNITY BLADDER AND BOWEL SERVICE-ROOM | BLADDER SCANNER | BVI 6100 | ST309365 | VERATHON | OEM-VERATHON | 1 | 650
9800 | IN SERVICE | SOL5498 | BITTERNE HEALTH CENTRE | COMMUNITY NURSING TEAM | BLOOD PRESSURE MONITOR | DS5401-300 | 170612092029 | WELCH ALLYN | PM | 1 | 8
9801 | IN SERVICE | SOL5500 | BITTERNE HEALTH CENTRE | COMMUNITY NURSING TEAM | GLUCOMETER | GLUCO RX | 414111721000895C | TAIDOC TECHNOLOGY | ASSET ONLY | 1 | NOT TO BE PRICED
9802 | IN SERVICE | SOL7753 | GOSPORT WAR MEMORIAL HOSPITAL | DENTAL-DENTAL CLINIC | DENTAL DRILL | X-SMART | 7772645 | DENTSPLY | OEM-AIH | 1 | 45
9803 | IN SERVICE | SOL5045 | BITTERNE HEALTH CENTRE | EAST COMMUNITY INDEPENDENCE TEAM-WESTWOOD HOUSE | PULSE OXIMETER-FINGER | 9006368 | 175019900543 | HENRY SCHEIN | PM | 1 | 15
9804 | IN SERVICE | SOL5046 | BITTERNE HEALTH CENTRE | COMMUNITY NURSING TEAM | PULSE OXIMETER-FINGER | 9006368 | 175019900541 | HENRY SCHEIN | PM | 1 | 15
9805 | IN SERVICE | SOL5047 | BITTERNE HEALTH CENTRE | EAST COMMUNITY INDEPENDENCE TEAM-WESTWOOD HOUSE | PULSE OXIMETER-FINGER | 9006368 | 175019900546 | HENRY SCHEIN | PM | 1 | 15
9806 | IN SERVICE | SOL5048 | BITTERNE HEALTH CENTRE | EAST COMMUNITY INDEPENDENCE TEAM-WESTWOOD HOUSE | PULSE OXIMETER-FINGER | 9006368 | 180315900936 | HENRY SCHEIN | PM | 1 | 15
9807 | IN SERVICE | SOL5049 | BITTERNE HEALTH CENTRE | EAST COMMUNITY INDEPENDENCE TEAM-WESTWOOD HOUSE | PULSE OXIMETER-FINGER | 9006368 | 175019900599 | HENRY SCHEIN | PM | 1 | 15
9808 | IN SERVICE | SOL5050 | BITTERNE HEALTH CENTRE | EAST COMMUNITY INDEPENDENCE TEAM-WESTWOOD HOUSE | PULSE OXIMETER-FINGER | 9006368 | 175019900540 | HENRY SCHEIN | PM | 1 | 15
9809 | IN SERVICE | SOL5051 | BITTERNE HEALTH CENTRE | EAST COMMUNITY INDEPENDENCE TEAM-WESTWOOD HOUSE | PULSE OXIMETER-FINGER | 9006368 | 175019900545 | HENRY SCHEIN | PM | 1 | 15
9810 | IN SERVICE | SOL5052 | BITTERNE HEALTH CENTRE | EAST COMMUNITY INDEPENDENCE TEAM-WESTWOOD HOUSE | PULSE OXIMETER-FINGER | 9006368 | 175019900565 | HENRY SCHEIN | PM | 1 | 15
9811 | IN SERVICE | SOL5053 | BITTERNE HEALTH CENTRE | EAST COMMUNITY INDEPENDENCE TEAM-WESTWOOD HOUSE | PULSE OXIMETER-FINGER | 9006368 | 175019900363 | HENRY SCHEIN | PM | 1 | 15
9812 | IN SERVICE | SOL5054 | BITTERNE HEALTH CENTRE | EAST COMMUNITY INDEPENDENCE TEAM-WESTWOOD HOUSE | THERMOMETER | THERMOSCAN | 33207K32084 | BRAUN | PM | 1 | 15
9815 | IN SERVICE | SOL5057 | BITTERNE HEALTH CENTRE | EAST COMMUNITY INDEPENDENCE TEAM-WESTWOOD HOUSE | THERMOMETER | THERMOSCAN | 33207K33282 | BRAUN | PM | 1 | 15
9817 | IN SERVICE | SOL5059 | BITTERNE HEALTH CENTRE | EAST COMMUNITY INDEPENDENCE TEAM-WESTWOOD HOUSE | THERMOMETER | THERMOSCAN | 33117K35753 | BRAUN | PM | 1 | 15
9818 | IN SERVICE | SOL5060 | BITTERNE HEALTH CENTRE | EAST COMMUNITY INDEPENDENCE TEAM-WESTWOOD HOUSE | THERMOMETER | THERMOSCAN | 33217K40315 | BRAUN | PM | 1 | 15
9819 | IN SERVICE | SOL5061 | BITTERNE HEALTH CENTRE | EAST COMMUNITY INDEPENDENCE TEAM-WESTWOOD HOUSE | THERMOMETER | THERMOSCAN | 32517K42294 | BRAUN | PM | 1 | 15
9820 | IN SERVICE | SOL5062 | BITTERNE HEALTH CENTRE | COMMUNITY NURSING TEAM | THERMOMETER | THERMOSCAN | 33117K40169 | BRAUN | PM | 1 | 15
9821 | IN SERVICE | SOL5063 | BITTERNE HEALTH CENTRE | EAST COMMUNITY INDEPENDENCE TEAM-WESTWOOD HOUSE | THERMOMETER | THERMOSCAN | 33117K35180 | BRAUN | PM | 1 | 15
9822 | IN SERVICE | SOL5064 | BITTERNE HEALTH CENTRE | EAST COMMUNITY INDEPENDENCE TEAM-WESTWOOD HOUSE | THERMOMETER | THERMOSCAN | 33217K32085 | BRAUN | PM | 1 | 15
9823 | IN SERVICE | SOL5065 | BITTERNE HEALTH CENTRE | EAST COMMUNITY INDEPENDENCE TEAM-WESTWOOD HOUSE | THERMOMETER | THERMOSCAN | 33217K00880 | BRAUN | PM | 1 | 15
9824 | IN SERVICE | SOL5067 | BITTERNE HEALTH CENTRE | EAST COMMUNITY INDEPENDENCE TEAM-WESTWOOD HOUSE | BLOOD PRESSURE MONITOR | UA-1020 | 5170900697 | A&D INSTRUMENTS | PM | 1 | 8
9825 | IN SERVICE | SOL8312 | ADELAIDE HEALTH CENTRE | HEALTH VISITING AND SCHOOL NURSING | AUDIOMETER | AS7 | 5543 | KAMPLEX | OEM-AIH | 1 | 146
9826 | IN SERVICE | SOL8313 | ADELAIDE HEALTH CENTRE | HEALTH VISITING AND SCHOOL NURSING | AUDIOMETER | KS8 | 471107 | KAMPLEX | OEM-AIH | 1 | 146
9827 | IN SERVICE | SOL8314 | ADELAIDE HEALTH CENTRE | HEALTH VISITING AND SCHOOL NURSING | AUDIOMETER | AS608 | 758469 | INTERACOUSTICS | OEM-AIH | 1 | 146
9828 | IN SERVICE | SOL8315 | ADELAIDE HEALTH CENTRE | HEALTH VISITING AND SCHOOL NURSING | AUDIOMETER | AS608 | 752164 | INTERACOUSTICS | OEM-AIH | 1 | 146
9829 | IN SERVICE | SOL8316 | ADELAIDE HEALTH CENTRE | HEALTH VISITING AND SCHOOL NURSING | AUDIOMETER | AS608 | 758479 | INTERACOUSTICS | OEM-AIH | 1 | 146
9830 | IN SERVICE | SOL5071 | CROWN HEIGHTS | SEXUAL HEALTH | MEDICAL FRIDGE | PE207C | 20500045444441700 | LEC MEDICAL | PM | 1 | NOT TO BE PRICED
9831 | IN SERVICE | SOL5072 | SEMBAL HOUSE | RAPID RESPONSE TEAM-OFFICE | BLOOD PRESSURE MONITOR | DS5401-300 | 180130144039 | WELCH ALLYN | PM | 1 | 8
9832 | IN SERVICE | SOL5073 | BITTERNE HEALTH CENTRE | COMMUNITY NURSING TEAM | BLOOD PRESSURE MONITOR | DS5401-300 | 170724070018 | WELCH ALLYN | PM | 1 | 8
9833 | IN SERVICE | SOL5074 | ROYAL SOUTH HANTS HOSPITAL | COMMUNITY NURSING TEAM | BLOOD PRESSURE MONITOR | DS5401-300 | 180130132319 | WELCH ALLYN | PM | 1 | 8
9834 | IN SERVICE | SOL5075 | BITTERNE HEALTH CENTRE | COMMUNITY NURSING TEAM | BLOOD PRESSURE MONITOR | DS5401-300 | 180130142858 | WELCH ALLYN | PM | 1 | 8
9835 | IN SERVICE | SOL5076 | BITTERNE HEALTH CENTRE | COMMUNITY NURSING TEAM | BLOOD PRESSURE MONITOR | DS5401-300 | 180130151837 | WELCH ALLYN | PM | 1 | 8
9836 | IN SERVICE | SOL5077 | ST JAMES HOSPITAL | THE LIMES-BROOKER UNIT | GLUCOMETER | ACCU-CHEK PERFORMA | 55212473867 | ROCHE DIAGNOSTICS | ASSET ONLY | 1 | NOT TO BE PRICED
9837 | IN SERVICE | SOL8317 | BATTENBURG AVENUE CLINIC | COMMUNITY PAEDIATRIC MEDICAL SERVICES | AUDIOMETER | 116 | 25988 | AMPLIVOX LTD | OEM-AIH | 1 | 146
9838 | IN SERVICE | SOL8318 | BATTENBURG AVENUE CLINIC | COMMUNITY PAEDIATRIC MEDICAL SERVICES | AUDIOMETER | 116 | 22806 | AMPLIVOX LTD | OEM-AIH | 1 | 146
9839 | IN SERVICE | SOL8319 | BATTENBURG AVENUE CLINIC | COMMUNITY PAEDIATRIC MEDICAL SERVICES | AUDIOMETER | 116 | 22927 | AMPLIVOX LTD | OEM-AIH | 1 | 146
9840 | IN SERVICE | SOL8301 | ST MARY'S COMMUNITY HEALTH CAMPUS | SEXUAL HEALTH | TROLLEY-ULTRASOUND | VOLUSON DOCKCART | BC11373 | GE HEALTHCARE | OEM-AIH | 1 | 20
9841 | IN SERVICE | SOL8302 | ST MARY'S COMMUNITY HEALTH CAMPUS | SEXUAL HEALTH | ULTRASOUND TRANSDUCER | AB2-7-RS | 98908KR7 | GE HEALTHCARE | OEM-AIH | 1 | FOC
9842 | IN SERVICE | SOL8303 | ST MARY'S COMMUNITY HEALTH CAMPUS | SEXUAL HEALTH | TROLLEY-ULTRASOUND | H-UNIVERSAL | WK13R5 | SONOSITE | OEM-AIH | 1 | 20
9843 | IN SERVICE | SOL8304 | ST MARY'S COMMUNITY HEALTH CAMPUS | SEXUAL HEALTH | PRINTER-ULTRASOUND | UP-D897 | 252152 | SONY | OEM-AIH | 1 | 10
9844 | IN SERVICE | SOL8305 | ROYAL SOUTH HANTS HOSPITAL | SEXUAL HEALTH | ULTRASOUND MACHINE DIAGNOSTIC | M-TURBO | WK3349 | SONOSITE | OEM-AIH | 1 | 375
9845 | IN SERVICE | SOL8306 | ROYAL SOUTH HANTS HOSPITAL | SEXUAL HEALTH | TROLLEY-ULTRASOUND | M-TURBO MINI DOCK | WK33PD | SONOSITE | OEM-AIH | 1 | 20
9846 | IN SERVICE | SOL8307 | ROYAL SOUTH HANTS HOSPITAL | SEXUAL HEALTH | ULTRASOUND MACHINE DIAGNOSTIC | MICROMAX | WK12L8 | SONOSITE | OEM-AIH | 1 | 375
9847 | IN SERVICE | SOL8308 | ROYAL SOUTH HANTS HOSPITAL | SEXUAL HEALTH | TROLLEY-ULTRASOUND | DVI MINI DOCK | WK1446 | SONOSITE | OEM-AIH | 1 | 20
9848 | IN SERVICE | SOL8006 | ST JAMES HOSPITAL | CHILD AND ADOLESCENT MHS-FALCON HOUSE | BLOOD PRESSURE MONITOR | NOT KNOWN | BGD128709 | AMZDEAL | PM | 1 | 8
9849 | IN SERVICE | SOL8008 | ST JAMES HOSPITAL | CHILD AND ADOLESCENT MHS-FALCON HOUSE | PULSE OXIMETER-FINGER | MD300C2 | 173803900419 | BEIJING CHOICE ELECTRONICS | PM | 1 | 15
9850 | IN SERVICE | SOL7022 | ADELAIDE HEALTH CENTRE | CHILDREN COMMUNITY NURSING TEAM-LEVEL 2 | VENTILATOR | TRILOGY 100 | TV114100634 | PHILIPS HEALTHCARE | PM | 1 | 799
9851 | IN SERVICE | SOL7024 | PORTSWOOD SOLENT SURGERY | GP SURGERY-PORTSWOOD SOLENT SURGERY | PULSE OXIMETER-FINGER | CMS50DL | DQ1610207643 | CONTEC MEDICAL | PM | 1 | 15
9852 | IN SERVICE | SOL7025 | PORTSWOOD SOLENT SURGERY | GP SURGERY-PORTSWOOD SOLENT SURGERY | GLUCOMETER | GLUCO RX HCT | 4279317330005320 | TAIDOC TECHNOLOGY | ASSET ONLY | 1 | NOT TO BE PRICED
9853 | IN SERVICE | SOL7026 | PORTSWOOD SOLENT SURGERY | GP SURGERY-PORTSWOOD SOLENT SURGERY | BLOOD PRESSURE MONITOR | DB32 | NOT FOUND | TRULY INSTRUMENTS | PM | 1 | 8
9854 | IN SERVICE | SOL7027 | PORTSWOOD SOLENT SURGERY | GP SURGERY-PORTSWOOD SOLENT SURGERY | BLOOD PRESSURE MONITOR | WATCH | 25160334 | MICROLIFE HEALTH | PM | 1 | 8
9855 | IN SERVICE | SOL7028 | ROYAL SOUTH HANTS HOSPITAL | NICHOLSTOWN SURGERY | GLUCOMETER | GLUCO RX | 4279317350031750 | TAIDOC TECHNOLOGY | ASSET ONLY | 1 | NOT TO BE PRICED
9856 | IN SERVICE | SOL8004 | ROYAL SOUTH HANTS HOSPITAL | NICHOLSTOWN SURGERY | GLUCOMETER | FREESTYLE | LBMX109S02938 | ABBOTS MEDICAL | ASSET ONLY | 1 | NOT TO BE PRICED
9857 | IN SERVICE | SOL8005 | ROYAL SOUTH HANTS HOSPITAL | NICHOLSTOWN SURGERY | GLUCOMETER | GLUCO RX | 4279317350031710 | TAIDOC TECHNOLOGY | ASSET ONLY | 1 | NOT TO BE PRICED
9858 | IN SERVICE | SOL8003 | ROYAL SOUTH HANTS HOSPITAL | NICHOLSTOWN SURGERY | PULSE OXIMETER-FINGER | CMS50DL | DQ1610206529 | CONTEC MEDICAL | PM | 1 | 15
9859 | IN SERVICE | SOL8002 | ROYAL SOUTH HANTS HOSPITAL | NICHOLSTOWN SURGERY | BLOOD PRESSURE MONITOR | WATCH | 26160475 | MICROLIFE HEALTH | PM | 1 | 8
9860 | IN SERVICE | SOL8001 | ROYAL SOUTH HANTS HOSPITAL | NICHOLSTOWN SURGERY | THERMOMETER | THERMOSCAN | 14712KO3841 | BRAUN | PM | 1 | 15
9861 | IN SERVICE | SOL8309 | ROYAL SOUTH HANTS HOSPITAL | SEXUAL HEALTH | PRINTER-ULTRASOUND | UP-D897 | 280670 | SONY | OEM-AIH | 1 | 10
9862 | IN SERVICE | SOL7030 | BITTERNE HEALTH CENTRE | COMMUNITY NURSING TEAM | BLOOD PRESSURE MONITOR | DS5401-300 | 180703072217 | WELCH ALLYN | PM | 1 | 8
9863 | IN SERVICE | SOL7031 | BITTERNE HEALTH CENTRE | COMMUNITY NURSING TEAM | BLOOD PRESSURE MONITOR | DS5401-300 | 180703064339 | WELCH ALLYN | PM | 1 | 8
9864 | IN SERVICE | SOL7032 | BITTERNE HEALTH CENTRE | COMMUNITY NURSING TEAM | BLOOD PRESSURE MONITOR | DS5401-300 | 180703065009 | WELCH ALLYN | PM | 1 | 8
9865 | IN SERVICE | SOL7033 | BITTERNE HEALTH CENTRE | COMMUNITY NURSING TEAM | BLOOD PRESSURE MONITOR | DS5401-300 | 180703063708 | WELCH ALLYN | PM | 1 | 8
9866 | IN SERVICE | SOL7034 | ROYAL SOUTH HANTS HOSPITAL | COMMUNITY NURSING TEAM | BLOOD PRESSURE MONITOR | DS5401-300 | 180703074817 | WELCH ALLYN | PM | 1 | 8
9867 | IN SERVICE | SOL7035 | BITTERNE HEALTH CENTRE | COMMUNITY NURSING TEAM | BLOOD PRESSURE MONITOR | DS5401-300 | 180703063548 | WELCH ALLYN | PM | 1 | 8
9868 | IN SERVICE | SOL7036 | BITTERNE HEALTH CENTRE | COMMUNITY NURSING TEAM | BLOOD PRESSURE MONITOR | DS5401-300 | 180703072208 | WELCH ALLYN | PM | 1 | 8
9869 | IN SERVICE | SOL7037 | ROYAL SOUTH HANTS HOSPITAL | COMMUNITY NURSING TEAM | BLOOD PRESSURE MONITOR | DS5401-300 | 180703061839 | WELCH ALLYN | PM | 1 | 8
9870 | IN SERVICE | SOL7038 | BITTERNE HEALTH CENTRE | COMMUNITY NURSING TEAM | BLOOD PRESSURE MONITOR | DS5401-300 | 180703073227 | WELCH ALLYN | PM | 1 | 8
9871 | IN SERVICE | SOL7039 | BITTERNE HEALTH CENTRE | COMMUNITY NURSING TEAM | BLOOD PRESSURE MONITOR | DS5401-300 | 180703070437 | WELCH ALLYN | PM | 1 | 8
9872 | IN SERVICE | SOL7049 | CIVIC OFFICES PORTSMOUTH | HEALTH VISITING AND SCHOOL NURSING-LEVEL 2 CORE 1 | SCALES | M420 | 21803625 | MARSDEN | PM | 1 | 15
9873 | IN SERVICE | SOL7050 | CIVIC OFFICES PORTSMOUTH | HEALTH VISITING AND SCHOOL NURSING-LEVEL 2 CORE 1 | SCALES | M420 | 21803626 | MARSDEN | PM | 1 | 15
9874 | IN SERVICE | SOL7051 | CIVIC OFFICES PORTSMOUTH | HEALTH VISITING AND SCHOOL NURSING-LEVEL 2 CORE 1 | SCALES | M420 | 21803580 | MARSDEN | PM | 1 | 15
9875 | IN SERVICE | SOL7052 | CIVIC OFFICES PORTSMOUTH | HEALTH VISITING AND SCHOOL NURSING-LEVEL 2 CORE 1 | SCALES | M420 | 21803588 | MARSDEN | PM | 1 | 15
9876 | IN SERVICE | SOL7053 | CIVIC OFFICES PORTSMOUTH | HEALTH VISITING AND SCHOOL NURSING-LEVEL 2 CORE 1 | SCALES | M420 | 21803586 | MARSDEN | PM | 1 | 15
9877 | IN SERVICE | SOL7054 | CIVIC OFFICES PORTSMOUTH | HEALTH VISITING AND SCHOOL NURSING-LEVEL 2 CORE 1 | SCALES | M420 | 21803627 | MARSDEN | PM | 1 | 15
9878 | IN SERVICE | SOL7055 | CIVIC OFFICES PORTSMOUTH | HEALTH VISITING AND SCHOOL NURSING-LEVEL 2 CORE 1 | SCALES | M420 | 21803635 | MARSDEN | PM | 1 | 15
9879 | IN SERVICE | SOL7056 | CIVIC OFFICES PORTSMOUTH | HEALTH VISITING AND SCHOOL NURSING-LEVEL 2 CORE 1 | SCALES | M420 | 21803583 | MARSDEN | PM | 1 | 15
9880 | IN SERVICE | SOL7057 | CIVIC OFFICES PORTSMOUTH | HEALTH VISITING AND SCHOOL NURSING-LEVEL 2 CORE 1 | SCALES | M420 | 21803589 | MARSDEN | PM | 1 | 15
9881 | IN SERVICE | SOL7058 | CIVIC OFFICES PORTSMOUTH | HEALTH VISITING AND SCHOOL NURSING-LEVEL 2 CORE 1 | SCALES | M420 | 21803590 | MARSDEN | PM | 1 | 15
9882 | IN SERVICE | SOL7059 | CIVIC OFFICES PORTSMOUTH | HEALTH VISITING AND SCHOOL NURSING-LEVEL 2 CORE 1 | SCALES | M420 | 21803624 | MARSDEN | PM | 1 | 15
9883 | IN SERVICE | SOL7060 | CIVIC OFFICES PORTSMOUTH | HEALTH VISITING AND SCHOOL NURSING-LEVEL 2 CORE 1 | SCALES | M420 | 21803581 | MARSDEN | PM | 1 | 15
9884 | IN SERVICE | SOL7061 | CIVIC OFFICES PORTSMOUTH | HEALTH VISITING AND SCHOOL NURSING-LEVEL 2 CORE 1 | SCALES | M420 | 21803591 | MARSDEN | PM | 1 | 15
9885 | IN SERVICE | SOL7062 | CIVIC OFFICES PORTSMOUTH | HEALTH VISITING AND SCHOOL NURSING-LEVEL 2 CORE 1 | SCALES | M420 | 21803582 | MARSDEN | PM | 1 | 15
9886 | IN SERVICE | SOL7063 | CIVIC OFFICES PORTSMOUTH | HEALTH VISITING AND SCHOOL NURSING-LEVEL 2 CORE 1 | SCALES | M420 | 21803632 | MARSDEN | PM | 1 | 15
9887 | IN SERVICE | SOL7064 | CIVIC OFFICES PORTSMOUTH | HEALTH VISITING AND SCHOOL NURSING-LEVEL 2 CORE 1 | SCALES | M420 | 21803584 | MARSDEN | PM | 1 | 15
9888 | IN SERVICE | SOL7065 | CIVIC OFFICES PORTSMOUTH | HEALTH VISITING AND SCHOOL NURSING-LEVEL 2 CORE 1 | SCALES | M420 | 21803633 | MARSDEN | PM | 1 | 15
9889 | IN SERVICE | SOL7066 | CIVIC OFFICES PORTSMOUTH | HEALTH VISITING AND SCHOOL NURSING-LEVEL 2 CORE 1 | SCALES | M420 | 21803634 | MARSDEN | PM | 1 | 15
9890 | IN SERVICE | SOL7045 | ALDERSHOT CENTRE FOR HEALTH | DENTAL-STORE ROOM | DENTAL HOT AIR BLOWER | SAFE AIR | 6352 | CARBOLITE | OEM-AIH | 1 | 20
9891 | IN SERVICE | SOL7046 | ALDERSHOT CENTRE FOR HEALTH | DENTAL-STORE ROOM | DENTAL DRILL | ENDOMATE | B02950 | NSK | OEM-AIH | 1 | 45
9892 | IN SERVICE | SOL7047 | ST JAMES HOSPITAL | THE LIMES-OAKDENE WARD | GLUCOMETER | FREESTYLE OPTIUM H | XCMW343-P073C | ABBOTS MEDICAL | ASSET ONLY | 1 | NOT TO BE PRICED
9893 | IN SERVICE | SOL7048 | ST JAMES HOSPITAL | THE LIMES-OAKDENE WARD | GLUCOMETER | FREESTYLE OPTIUM H | XCMW343-P00D5 | ABBOTS MEDICAL | ASSET ONLY | 1 | NOT TO BE PRICED
9894 | IN SERVICE | SOL7068 | BITTERNE HEALTH CENTRE | COMMUNITY NURSING TEAM | NEBULISER | AC2000 | M2003506166 | HS CLEMENT CLARKE | PM | 1 | 15
9895 | IN SERVICE | SOL7069 | BATTENBURG AVENUE CLINIC | CHILDREN COMMUNITY NURSING-CHILD NURSING | VENTILATOR | NIPPY JUNIOR+ | 2018-32860 | BREAS MEDICAL | PM | 1 | 250
9896 | IN SERVICE | SOL7070 | ROYAL SOUTH HANTS HOSPITAL | OCCUPATIONAL HEALTH-BRAMBLES BUNGALOW | BLOOD PRESSURE MONITOR | GENTLE+ | 1806081084 | MICROLIFE HEALTH | PM | 1 | 8
9897 | IN SERVICE | SOL7071 | BROADCAST HOUSE | COMMUNITY NURSING TEAM | ASPIRATOR | LSU | 78431756627 | LAERDAL MEDICAL | PM | 1 | 25
9898 | IN SERVICE | SOL7072 | ADELAIDE HEALTH CENTRE | CARDIAC SERVICES-FIRST FLOOR | PLINTH | A2232/2/SHS | IPS-47428 | ARJO HUNTLEIGH | PM | 1 | 35
9899 | IN SERVICE | SOL7073 | ADELAIDE HEALTH CENTRE | CARDIAC SERVICES-FIRST FLOOR | PLINTH | A2232/2/SHS | IPS-47616 | ARJO HUNTLEIGH | PM | 1 | 35
9900 | IN SERVICE | SOL7074 | ADELAIDE HEALTH CENTRE | CARDIAC SERVICES-FIRST FLOOR | PLINTH | A2232/2/SHS | IPS-47427 | ARJO HUNTLEIGH | PM | 1 | 35
9901 | IN SERVICE | SOL7075 | ROYAL SOUTH HANTS HOSPITAL | COMMUNITY NURSING TEAM | THERMOMETER | 6020 | 09818K31785 | BRAUN | PM | 1 | 15
9902 | IN SERVICE | SOL7076 | ROYAL SOUTH HANTS HOSPITAL | COMMUNITY NURSING TEAM | THERMOMETER | 6020 | 20917K45938 | BRAUN | PM | 1 | 15
9903 | IN SERVICE | SOL7077 | ROYAL SOUTH HANTS HOSPITAL | COMMUNITY NURSING TEAM | THERMOMETER | 6020 | 23515K31230 | BRAUN | PM | 1 | 15
9904 | IN SERVICE | SOL7078 | ROYAL SOUTH HANTS HOSPITAL | COMMUNITY NURSING TEAM | PULSE OXIMETER-FINGER | 9006368 | 154419900332 | HENRY SCHEIN | PM | 1 | 15
9905 | IN SERVICE | SOL6458 | ROYAL SOUTH HANTS HOSPITAL | COMMUNITY NURSING TEAM | THERMOMETER | 6020 | 18215K40381 | BRAUN | PM | 1 | 15
9906 | IN SERVICE | SOL7081 | ROYAL SOUTH HANTS HOSPITAL | COMMUNITY NURSING TEAM | GLUCOMETER | GLUCO RX | 4277114210012630 | TAIDOC TECHNOLOGY | ASSET ONLY | 1 | NOT TO BE PRICED
9907 | IN SERVICE | SOL7082 | ROYAL SOUTH HANTS HOSPITAL | COMMUNITY NURSING TEAM | BLOOD PRESSURE MONITOR | M6 AC | 20130600378VG | OMRON HEALTHCARE | PM | 1 | 8
9908 | IN SERVICE | SOL7083 | ROYAL SOUTH HANTS HOSPITAL | COMMUNITY NURSING TEAM | BLOOD PRESSURE MONITOR | ANEROID | 51189A | ACCOSON | PM | 1 | 8
9909 | IN SERVICE | SOL7084 | ROYAL SOUTH HANTS HOSPITAL | COMMUNITY NURSING TEAM | PULSE OXIMETER-FINGER | 9006368 | 180315900798 | HENRY SCHEIN | PM | 1 | 15
9910 | IN SERVICE | SOL7085 | ROYAL SOUTH HANTS HOSPITAL | COMMUNITY NURSING TEAM | THERMOMETER | 6020 | 23515K31551 | BRAUN | PM | 1 | 15
9911 | IN SERVICE | SOL7087 | ROYAL SOUTH HANTS HOSPITAL | COMMUNITY NURSING TEAM | BLOOD PRESSURE MONITOR | ANEROID | 130400218 | ACCOSON | PM | 1 | 8
9912 | IN SERVICE | SOL7091 | ROYAL SOUTH HANTS HOSPITAL | COMMUNITY NURSING TEAM | PULSE OXIMETER-FINGER | 9006368 | 180315900759 | HENRY SCHEIN | PM | 1 | 15
9913 | IN SERVICE | SOL7094 | ROYAL SOUTH HANTS HOSPITAL | COMMUNITY NURSING TEAM | PULSE OXIMETER-FINGER | 9006368 | 180315900922 | HENRY SCHEIN | PM | 1 | 15
9914 | IN SERVICE | SOL7097 | ADELAIDE HEALTH CENTRE | CHILDREN COMMUNITY NURSING TEAM-LEVEL 2 | VENTILATOR | NIPPY JUNIOR+ | 2018-31353 | BREAS MEDICAL | PM | 1 | 250
9915 | IN SERVICE | SOL7098 | ADELAIDE HEALTH CENTRE | CHILDREN COMMUNITY NURSING TEAM-LEVEL 2 | VENTILATOR | NIPPY JUNIOR+ | 2018-31327 | BREAS MEDICAL | PM | 1 | 250
9916 | IN SERVICE | SOL7099 | BITTERNE HEALTH CENTRE | COMMUNITY NURSING TEAM | GLUCOMETER | SD CODE FREE | M03I02RAA2151 | SD BIOSENSOR | ASSET ONLY | 1 | NOT TO BE PRICED
9917 | IN SERVICE | SOL7100 | BITTERNE HEALTH CENTRE | COMMUNITY NURSING TEAM | GLUCOMETER | SD CODE FREE | M03I02RAA2153 | SD BIOSENSOR | ASSET ONLY | 1 | NOT TO BE PRICED
9918 | IN SERVICE | SOL7101 | BITTERNE HEALTH CENTRE | COMMUNITY NURSING TEAM | GLUCOMETER | SD CODE FREE | M03I02RAA2148 | SD BIOSENSOR | ASSET ONLY | 1 | NOT TO BE PRICED
9919 | IN SERVICE | SOL7102 | BITTERNE HEALTH CENTRE | COMMUNITY NURSING TEAM | GLUCOMETER | SD CODE FREE | M03I02RAA2147 | SD BIOSENSOR | ASSET ONLY | 1 | NOT TO BE PRICED
9920 | IN SERVICE | SOL7103 | BITTERNE HEALTH CENTRE | COMMUNITY NURSING TEAM | GLUCOMETER | SD CODE FREE | M03I02RAA2145 | SD BIOSENSOR | ASSET ONLY | 1 | NOT TO BE PRICED
9921 | IN SERVICE | SOL7104 | BITTERNE HEALTH CENTRE | COMMUNITY NURSING TEAM | GLUCOMETER | SD CODE FREE | M03I02RAA2154 | SD BIOSENSOR | ASSET ONLY | 1 | NOT TO BE PRICED
9922 | IN SERVICE | SOL7105 | BITTERNE HEALTH CENTRE | COMMUNITY NURSING TEAM | GLUCOMETER | SD CODE FREE | M03I02RAA2155 | SD BIOSENSOR | ASSET ONLY | 1 | NOT TO BE PRICED
9923 | IN SERVICE | SOL7106 | BITTERNE HEALTH CENTRE | COMMUNITY NURSING TEAM | GLUCOMETER | SD CODE FREE | M03I02RAA2144 | SD BIOSENSOR | ASSET ONLY | 1 | NOT TO BE PRICED
9924 | IN SERVICE | SOL7107 | BITTERNE HEALTH CENTRE | COMMUNITY NURSING TEAM | GLUCOMETER | SD CODE FREE | M03I02RAA2157 | SD BIOSENSOR | ASSET ONLY | 1 | NOT TO BE PRICED
9925 | IN SERVICE | SOL7108 | BITTERNE HEALTH CENTRE | COMMUNITY NURSING TEAM | GLUCOMETER | SD CODE FREE | M03I02RAA2166 | SD BIOSENSOR | ASSET ONLY | 1 | NOT TO BE PRICED
9926 | IN SERVICE | SOL7109 | BITTERNE HEALTH CENTRE | COMMUNITY NURSING TEAM | BLOOD PRESSURE MONITOR | UA-767 | 5161101258 | A&D INSTRUMENTS | PM | 1 | 8
9927 | IN SERVICE | SOL7110 | ADELAIDE HEALTH CENTRE | GP SURGERY | SCALES | 761 | 5761227186631 | SECA LTD | PM | 1 | 15
9929 | IN SERVICE | SOL5085 | ROYAL SOUTH HANTS HOSPITAL | SEXUAL HEALTH | SCALES | 877 | 5877139165477 | SECA LTD | PM | 1 | 15
9930 | IN SERVICE | SOL8480 | ST MARY'S COMMUNITY HEALTH CAMPUS | COMMUNITY NURSING TEAM | BLOOD PRESSURE MONITOR | ANEROID | 150200606 | ACCOSON | PM | 1 | 8
9931 | IN SERVICE | SOL8481 | ST MARY'S COMMUNITY HEALTH CAMPUS | COMMUNITY NURSING TEAM | PULSE OXIMETER-FINGER | W4350 | 16330390097 | MERLIN MEDICAL | PM | 1 | 15
9932 | IN SERVICE | SOL8465 | ST MARY'S COMMUNITY HEALTH CAMPUS | COMMUNITY NURSING TEAM | BLOOD PRESSURE MONITOR | LIMPET | 18110520 | ACCOSON | PM | 1 | 8
9933 | IN SERVICE | SOL8466 | ST MARY'S COMMUNITY HEALTH CAMPUS | COMMUNITY NURSING TEAM | BLOOD PRESSURE MONITOR | LIMPET | 18110709 | ACCOSON | PM | 1 | 8
9934 | IN SERVICE | SOL8467 | ST MARY'S COMMUNITY HEALTH CAMPUS | COMMUNITY NURSING TEAM | BLOOD PRESSURE MONITOR | LIMPET | 18110723 | ACCOSON | PM | 1 | 8
9935 | IN SERVICE | SOL8468 | ST MARY'S COMMUNITY HEALTH CAMPUS | COMMUNITY NURSING TEAM | BLOOD PRESSURE MONITOR | LIMPET | 18110718 | ACCOSON | PM | 1 | 8
9936 | IN SERVICE | SOL8469 | ST MARY'S COMMUNITY HEALTH CAMPUS | COMMUNITY NURSING TEAM | BLOOD PRESSURE MONITOR | LIMPET | 18110727 | ACCOSON | PM | 1 | 8
9937 | IN SERVICE | SOL8470 | ST MARY'S COMMUNITY HEALTH CAMPUS | COMMUNITY NURSING TEAM | BLOOD PRESSURE MONITOR | LIMPET | 18110652 | ACCOSON | PM | 1 | 8
9938 | IN SERVICE | SOL8471 | ST MARY'S COMMUNITY HEALTH CAMPUS | COMMUNITY NURSING TEAM | BLOOD PRESSURE MONITOR | LIMPET | 18110537 | ACCOSON | PM | 1 | 8
9939 | IN SERVICE | SOL8472 | ST MARY'S COMMUNITY HEALTH CAMPUS | COMMUNITY NURSING TEAM | BLOOD PRESSURE MONITOR | LIMPET | 18110649 | ACCOSON | PM | 1 | 8
9940 | IN SERVICE | SOL8474 | ST MARY'S COMMUNITY HEALTH CAMPUS | COMMUNITY NURSING TEAM | BLOOD PRESSURE MONITOR | LIMPET | 18110717 | ACCOSON | PM | 1 | 8
9941 | IN SERVICE | SOL8475 | ST MARY'S COMMUNITY HEALTH CAMPUS | COMMUNITY NURSING TEAM | BLOOD PRESSURE MONITOR | LIMPET | 18110713 | ACCOSON | PM | 1 | 8
9942 | IN SERVICE | SOL8476 | ST MARY'S COMMUNITY HEALTH CAMPUS | COMMUNITY NURSING TEAM | BLOOD PRESSURE MONITOR | LIMPET | 18110715 | ACCOSON | PM | 1 | 8
9943 | IN SERVICE | SOL8477 | ST MARY'S COMMUNITY HEALTH CAMPUS | COMMUNITY NURSING TEAM | BLOOD PRESSURE MONITOR | LIMPET | 18110539 | ACCOSON | PM | 1 | 8
9944 | IN SERVICE | SOL8478 | ST MARY'S COMMUNITY HEALTH CAMPUS | COMMUNITY NURSING TEAM | BLOOD PRESSURE MONITOR | LIMPET | 18110721 | ACCOSON | PM | 1 | 8
9945 | IN SERVICE | SOL8479 | ST MARY'S COMMUNITY HEALTH CAMPUS | COMMUNITY NURSING TEAM | BLOOD PRESSURE MONITOR | LIMPET | 18110536 | ACCOSON | PM | 1 | 8
9946 | IN SERVICE | SOL8449 | ST MARY'S COMMUNITY HEALTH CAMPUS | COMMUNITY NURSING TEAM | GLUCOMETER | FREESTYLE OPTIUM NEO | LBMY125S05657 | ABBOTS MEDICAL | ASSET ONLY | 1 | NOT TO BE PRICED
9947 | IN SERVICE | SOL8450 | ST MARY'S COMMUNITY HEALTH CAMPUS | COMMUNITY NURSING TEAM | GLUCOMETER | FREESTYLE OPTIUM NEO | LBMY125S05572 | ABBOTS MEDICAL | ASSET ONLY | 1 | NOT TO BE PRICED
9948 | IN SERVICE | SOL8451 | ST MARY'S COMMUNITY HEALTH CAMPUS | COMMUNITY NURSING TEAM | GLUCOMETER | FREESTYLE OPTIUM NEO | LBMY125S05783 | ABBOTS MEDICAL | ASSET ONLY | 1 | NOT TO BE PRICED
9949 | IN SERVICE | SOL8452 | ST MARY'S COMMUNITY HEALTH CAMPUS | COMMUNITY NURSING TEAM | GLUCOMETER | FREESTYLE OPTIUM NEO | LBMY125S05599 | ABBOTS MEDICAL | ASSET ONLY | 1 | NOT TO BE PRICED
9950 | IN SERVICE | SOL8453 | ST MARY'S COMMUNITY HEALTH CAMPUS | COMMUNITY NURSING TEAM | GLUCOMETER | FREESTYLE OPTIUM NEO | LBMY125S05761 | ABBOTS MEDICAL | ASSET ONLY | 1 | NOT TO BE PRICED
9951 | IN SERVICE | SOL8454 | ST MARY'S COMMUNITY HEALTH CAMPUS | COMMUNITY NURSING TEAM | GLUCOMETER | FREESTYLE OPTIUM NEO | LBMY125S05670 | ABBOTS MEDICAL | ASSET ONLY | 1 | NOT TO BE PRICED
9952 | IN SERVICE | SOL8455 | ST MARY'S COMMUNITY HEALTH CAMPUS | COMMUNITY NURSING TEAM | GLUCOMETER | FREESTYLE OPTIUM NEO | LBMY125S05794 | ABBOTS MEDICAL | ASSET ONLY | 1 | NOT TO BE PRICED
9953 | IN SERVICE | SOL8456 | ST MARY'S COMMUNITY HEALTH CAMPUS | COMMUNITY NURSING TEAM | GLUCOMETER | FREESTYLE OPTIUM NEO | LBMY125S05758 | ABBOTS MEDICAL | ASSET ONLY | 1 | NOT TO BE PRICED
9954 | IN SERVICE | SOL8457 | ST MARY'S COMMUNITY HEALTH CAMPUS | COMMUNITY NURSING TEAM | GLUCOMETER | FREESTYLE OPTIUM NEO | LBMY125S05622 | ABBOTS MEDICAL | ASSET ONLY | 1 | NOT TO BE PRICED
9955 | IN SERVICE | SOL8458 | ST MARY'S COMMUNITY HEALTH CAMPUS | COMMUNITY NURSING TEAM | GLUCOMETER | FREESTYLE OPTIUM NEO | LBMY125S05751 | ABBOTS MEDICAL | ASSET ONLY | 1 | NOT TO BE PRICED
9956 | IN SERVICE | SOL8459 | ST MARY'S COMMUNITY HEALTH CAMPUS | COMMUNITY NURSING TEAM | PULSE OXIMETER-FINGER | W4350 | 182244200181 | MERLIN MEDICAL | PM | 1 | 15
9957 | IN SERVICE | SOL8460 | ST MARY'S COMMUNITY HEALTH CAMPUS | COMMUNITY NURSING TEAM | PULSE OXIMETER-FINGER | W4350 | 182244200183 | MERLIN MEDICAL | PM | 1 | 15
9958 | IN SERVICE | SOL8461 | ST MARY'S COMMUNITY HEALTH CAMPUS | COMMUNITY NURSING TEAM | PULSE OXIMETER-FINGER | W4350 | 182244200185 | MERLIN MEDICAL | PM | 1 | 15
9959 | IN SERVICE | SOL8463 | ST MARY'S COMMUNITY HEALTH CAMPUS | COMMUNITY NURSING TEAM | PULSE OXIMETER-FINGER | W4350 | 182244200187 | MERLIN MEDICAL | PM | 1 | 15
9960 | IN SERVICE | SOL8464 | ST MARY'S COMMUNITY HEALTH CAMPUS | COMMUNITY NURSING TEAM | PULSE OXIMETER-FINGER | W4350 | 182244200189 | MERLIN MEDICAL | PM | 1 | 15
9961 | IN SERVICE | SOL7112 | ADELAIDE HEALTH CENTRE | CHILDREN COMMUNITY NURSING TEAM-LEVEL 2 | COUGH ASSIST MACHINE | E70 | 23539 | PHILIPS HEALTHCARE | PM | 1 | 110
9962 | IN SERVICE | SOL7113 | ST MARY'S COMMUNITY HEALTH CAMPUS | PODIATRY-PODIATRY CLINIC | THERMOMETER | CENTER 350 | 70310486 | CENTER TECHNOLOGY | PM | 1 | 15
9963 | IN SERVICE | SOL7114 | BRAMBLYS GRANGE HEALTH CENTRE | DENTAL-SURGERY 1 | BLOOD PRESSURE MONITOR | M6 COMFORT | 20180906033VG | OMRON HEALTHCARE | OEM-AIH | 1 | 8
9966 | IN SERVICE | SOL7117 | BATTENBURG AVENUE CLINIC | CHILDREN COMMUNITY NURSING-CHILD NURSING | ASPIRATOR | LSU | 78431867006 | LAERDAL MEDICAL | PM | 1 | 25
9967 | IN SERVICE | SOL7118 | BATTENBURG AVENUE CLINIC | CHILDREN COMMUNITY NURSING-CHILD NURSING | ASPIRATOR | LSU | 78431867010 | LAERDAL MEDICAL | PM | 1 | 25
9968 | IN SERVICE | SOL7119 | BATTENBURG AVENUE CLINIC | CHILDREN COMMUNITY NURSING-CHILD NURSING | ASPIRATOR | LSU | 78421866967 | LAERDAL MEDICAL | PM | 1 | 25
9969 | IN SERVICE | SOL7120 | BATTENBURG AVENUE CLINIC | CHILDREN COMMUNITY NURSING-CHILD NURSING | PULSE OXIMETER-HANDHELD | PM100N | MBH1810183 | COVIDIEN | PM | 1 | 55
9970 | IN SERVICE | SOL7121 | ALDERSHOT CENTRE FOR HEALTH | DENTAL-CLINIC ROOM | BLOOD PRESSURE MONITOR | M6 COMFORT | 20180906032VG | OMRON HEALTHCARE | OEM-AIH | 1 | 8
9971 | IN SERVICE | SOL7122 | BATTENBURG AVENUE CLINIC | CHILDREN COMMUNITY NURSING-CHILD NURSING | VENTILATOR | TRILOGY 100 | TV11703022D | PHILIPS HEALTHCARE | PM | 1 | 799
9972 | IN SERVICE | SOL7123 | BITTERNE HEALTH CENTRE | COMMUNITY NURSING TEAM | BLOOD PRESSURE MONITOR | DS5401-300 | 181018125828 | WELCH ALLYN | PM | 1 | 8
9973 | IN SERVICE | SOL7124 | BITTERNE HEALTH CENTRE | COMMUNITY NURSING TEAM | BLOOD PRESSURE MONITOR | DS5401-300 | 181018112607 | WELCH ALLYN | PM | 1 | 8
9974 | IN SERVICE | SOL7125 | BITTERNE HEALTH CENTRE | COMMUNITY NURSING TEAM | BLOOD PRESSURE MONITOR | DS5401-300 | 181018112149 | WELCH ALLYN | PM | 1 | 8
9975 | IN SERVICE | SOL7126 | BITTERNE HEALTH CENTRE | COMMUNITY NURSING TEAM | BLOOD PRESSURE MONITOR | DS5401-300 | 181018120037 | WELCH ALLYN | PM | 1 | 8
9976 | IN SERVICE | SOL7127 | BITTERNE HEALTH CENTRE | COMMUNITY NURSING TEAM | BLOOD PRESSURE MONITOR | DS5401-300 | 181010192508 | WELCH ALLYN | PM | 1 | 8
9977 | IN SERVICE | SOL7128 | BITTERNE HEALTH CENTRE | COMMUNITY NURSING TEAM | BLOOD PRESSURE MONITOR | DS5401-300 | 180531101447 | WELCH ALLYN | PM | 1 | 8
9978 | IN SERVICE | SOL7129 | BITTERNE HEALTH CENTRE | COMMUNITY NURSING TEAM | BLOOD PRESSURE MONITOR | DS5401-300 | 181018122859 | WELCH ALLYN | PM | 1 | 8
9979 | IN SERVICE | SOL7130 | ROYAL SOUTH HANTS HOSPITAL | COMMUNITY NURSING TEAM | BLOOD PRESSURE MONITOR | DS5401-300 | 181011013758 | WELCH ALLYN | PM | 1 | 8
9980 | IN SERVICE | SOL7131 | BITTERNE HEALTH CENTRE | COMMUNITY NURSING TEAM | BLOOD PRESSURE MONITOR | DS5401-300 | 181010191558 | WELCH ALLYN | PM | 1 | 8
9981 | IN SERVICE | SOL7132 | ROYAL SOUTH HANTS HOSPITAL | COMMUNITY NURSING TEAM | BLOOD PRESSURE MONITOR | DS5401-300 | 181010192559 | WELCH ALLYN | PM | 1 | 8
9982 | IN SERVICE | SOL7133 | CROWN HEIGHTS | SEXUAL HEALTH | THERMOMETER | ET-100A | NOT FOUND | TIMESCO | PM | 1 | 15
9983 | IN SERVICE | SOL7134 | BITTERNE HEALTH CENTRE | COMMUNITY NURSING TEAM | GLUCOMETER | NEXUS GLUCO RX | 4277113370050710 | TAIDOC TECHNOLOGY | ASSET ONLY | 1 | NOT TO BE PRICED
9984 | IN SERVICE | SOL7135 | BITTERNE HEALTH CENTRE | COMMUNITY NURSING TEAM | GLUCOMETER | COAGUCHEK PRO2 | TZ1114111 | ROCHE DIAGNOSTICS | ASSET ONLY | 1 | NOT TO BE PRICED
9985 | IN SERVICE | SOL7136 | BITTERNE HEALTH CENTRE | COMMUNITY NURSING TEAM | GLUCOMETER | COAGUCHEK PRO2 | TZ1114094 | ROCHE DIAGNOSTICS | ASSET ONLY | 1 | NOT TO BE PRICED
9986 | IN SERVICE | SOL7137 | BITTERNE HEALTH CENTRE | COMMUNITY NURSING TEAM | SPHYGMOMANOMETER | SHOCK RESISTANT | 100921084803 | WELCH ALLYN | PM | 1 | 8
9987 | IN SERVICE | SOL7138 | ROYAL SOUTH HANTS HOSPITAL | COMMUNITY NURSING TEAM | PULSE OXIMETER-FINGER | 9006368 | 154419901458 | HENRY SCHEIN | PM | 1 | 15
9988 | IN SERVICE | SOL7139 | ROYAL SOUTH HANTS HOSPITAL | COMMUNITY NURSING TEAM | SPHYGMOMANOMETER | SHOCK RESISTANT | 130314083424 | WELCH ALLYN | PM | 1 | 8
9989 | IN SERVICE | SOL7140 | ROYAL SOUTH HANTS HOSPITAL | COMMUNITY NURSING TEAM | PULSE OXIMETER-FINGER | 9006368 | 154419901005 | HENRY SCHEIN | PM | 1 | 15
9990 | IN SERVICE | SOL7141 | ROYAL SOUTH HANTS HOSPITAL | COMMUNITY NURSING TEAM | GLUCOMETER | JAZZ | CUEC167H401480 | AGAMATRIX | ASSET ONLY | 1 | NOT TO BE PRICED
9991 | IN SERVICE | SOL7142 | SEMBAL HOUSE | RAPID RESPONSE TEAM-OFFICE | PULSE OXIMETER-FINGER | 9006368 | 180315900813 | HENRY SCHEIN | PM | 1 | 15
9992 | IN SERVICE | SOL7143 | ROYAL SOUTH HANTS HOSPITAL | COMMUNITY NURSING TEAM | GLUCOMETER | JAZZ | CUEC175H300698 | AGAMATRIX | ASSET ONLY | 1 | NOT TO BE PRICED
9993 | IN SERVICE | SOL7145 | ROYAL SOUTH HANTS HOSPITAL | COMMUNITY NURSING TEAM | PULSE OXIMETER-FINGER | 9006368 | 152319901023 | HENRY SCHEIN | PM | 1 | 15
9995 | IN SERVICE | SOL7147 | ROYAL SOUTH HANTS HOSPITAL | COMMUNITY NURSING TEAM | DIAGNOSTIC SET | LED | NOT FOUND | OPTICAR | PM | 1 | 5
9998 | IN SERVICE | SOL7151 | ROYAL SOUTH HANTS HOSPITAL | OCCUPATIONAL HEALTH-BRAMBLES BUNGALOW | BLOOD PRESSURE MONITOR | GENTLE+ | 2018-08-1000531 | MICROLIFE HEALTH | PM | 1 | 8
10000 | IN SERVICE | SOL7153 | BITTERNE HEALTH CENTRE | COMMUNITY NURSING TEAM | INFUSION PUMP-SYRINGE | T34 | S94380 | CME MCKINLEY | PM | 1 | 55
10001 | IN SERVICE | SOL7154 | BITTERNE HEALTH CENTRE | COMMUNITY NURSING TEAM | INFUSION PUMP-SYRINGE | T34 | S94483 | CME MCKINLEY | PM | 1 | 55
10002 | IN SERVICE | SOL7155 | ROYAL SOUTH HANTS HOSPITAL | COMMUNITY NURSING TEAM | INFUSION PUMP-SYRINGE | T34 | S94374 | CME MCKINLEY | PM | 1 | 55
10003 | IN SERVICE | SOL7156 | BITTERNE HEALTH CENTRE | COMMUNITY NURSING TEAM | INFUSION PUMP-SYRINGE | T34 | S94506 | CME MCKINLEY | PM | 1 | 55
10006 | IN SERVICE | SOL7159 | ROYAL SOUTH HANTS HOSPITAL | COMMUNITY NURSING TEAM | INFUSION PUMP-SYRINGE | T34 | S94373 | CME MCKINLEY | PM | 1 | 55
10008 | IN SERVICE | SOL7161 | ROYAL SOUTH HANTS HOSPITAL | COMMUNITY NURSING TEAM | INFUSION PUMP-SYRINGE | T34 | S94036 | CME MCKINLEY | PM | 1 | 55
10010 | IN SERVICE | SOL7163 | BITTERNE HEALTH CENTRE | PODIATRY-CLINIC 3 | SCALES | 7617019009 | 2761054068654 | SECA LTD | PM | 1 | 15
10011 | IN SERVICE | SOL7164 | BATTENBURG AVENUE CLINIC | CHILDREN COMMUNITY NURSING-CHILD NURSING | PULSE OXIMETER-HANDHELD | PM10N | MBP182937 | COVIDIEN | PM | 1 | 55
10014 | IN SERVICE | SOL7168 | ROYAL SOUTH HANTS HOSPITAL | FANSHAWE WARD | MATTRESS | NB 3082 | NB344146 | ARJO HUNTLEIGH | PM | 1 | 45
10015 | IN SERVICE | SOL7170 | ADELAIDE HEALTH CENTRE | CHILDREN CONTINENCE-LEVEL 2 | ENURESIS ALARM | M03 | NOT FOUND | MALEM MEDICAL | PM | 1 | 10
10016 | IN SERVICE | SOL7172 | ADELAIDE HEALTH CENTRE | CHILDREN CONTINENCE-LEVEL 2 | ENURESIS ALARM | M04 | 298708 | MALEM MEDICAL | PM | 1 | 10
10017 | IN SERVICE | SOL7175 | ADELAIDE HEALTH CENTRE | CHILDREN CONTINENCE-LEVEL 2 | ENURESIS ALARM | M03 | NOT FOUND | MALEM MEDICAL | PM | 1 | 10
10018 | IN SERVICE | SOL7176 | ADELAIDE HEALTH CENTRE | CHILDREN CONTINENCE-LEVEL 2 | ENURESIS ALARM | M03 | NOT FOUND | MALEM MEDICAL | PM | 1 | 10
10020 | IN SERVICE | SOL7182 | ADELAIDE HEALTH CENTRE | CHILDREN CONTINENCE-LEVEL 2 | ENURESIS ALARM | M03 | NOT FOUND | MALEM MEDICAL | PM | 1 | 10
10021 | IN SERVICE | SOL7185 | ST MARY'S COMMUNITY HEALTH CAMPUS | PODIATRY-PODIATRY CLINIC | DRILL-PODIATRY | BERCHTOLD S35 | 7185 | CANONBURY | PM | 1 | 45
10022 | IN SERVICE | SOL9001 | GOSPORT WAR MEMORIAL HOSPITAL | DENTAL-ROOM 1 | MEDICAL FRIDGE | IG350R | 340-62392602-8908-10C0261 | IGENIX | ASSET ONLY | 1 | NOT TO BE PRICED
10023 | IN SERVICE | SOL7186 | CEDAR SCHOOL | SCHOOL NURSES-NURSES ROOM | PULSE OXIMETER-HANDHELD | PM10N | MBP1829315 | COVIDIEN | PM | 1 | 55
10024 | IN SERVICE | SOL7187 | ADELAIDE HEALTH CENTRE | CHILDREN COMMUNITY NURSING TEAM-LEVEL 2 | PULSE OXIMETER-HANDHELD | PM10N | MBP1829312 | COVIDIEN | PM | 1 | 55
10025 | IN SERVICE | SOL7188 | CEDAR SCHOOL | SCHOOL NURSES-NURSES ROOM | PULSE OXIMETER-HANDHELD | PM10N | MBP1829313 | COVIDIEN | PM | 1 | 55
10026 | IN SERVICE | SOL7189 | ADELAIDE HEALTH CENTRE | CHILDREN COMMUNITY NURSING TEAM-LEVEL 2 | PULSE OXIMETER-HANDHELD | PM10N | MBP1829311 | COVIDIEN | PM | 1 | 55
10027 | IN SERVICE | SOL7190 | ROSEWOOD FREE SCHOOL | SCHOOL NURSES-NURSES ROOM | PULSE OXIMETER-HANDHELD | PM10N | MBP1829314 | COVIDIEN | PM | 1 | 55
10028 | IN SERVICE | SOL7191 | ADELAIDE HEALTH CENTRE | CHILDREN COMMUNITY NURSING TEAM-LEVEL 2 | PULSE OXIMETER-HANDHELD | PM10N | MBP1829316 | COVIDIEN | PM | 1 | 55
10029 | IN SERVICE | SOL7192 | ADELAIDE HEALTH CENTRE | CHILDREN COMMUNITY NURSING TEAM-LEVEL 2 | PULSE OXIMETER-HANDHELD | PM10N | MBP1829310 | COVIDIEN | PM | 1 | 55
10030 | IN SERVICE | SOL7193 | ROSEWOOD FREE SCHOOL | SCHOOL NURSES-NURSES ROOM | THERMOMETER | THERMOSCAN PRO 6000 | 25318K51106 | BRAUN | PM | 1 | 15
10032 | IN SERVICE | SOL7195 | ADELAIDE HEALTH CENTRE | CHILDREN COMMUNITY NURSING TEAM-LEVEL 2 | ASPIRATOR | LSU | 78461474370 | LAERDAL MEDICAL | PM | 1 | 25
10033 | IN SERVICE | SOL7196 | BATTENBURG AVENUE CLINIC | CHILDREN COMMUNITY NURSING-CHILD NURSING | VENTILATOR | TRILOGY 100 | TV117102464 | PHILIPS HEALTHCARE | PM | 1 | 799
10034 | IN SERVICE | SOL7197 | ADELAIDE HEALTH CENTRE | CHILDREN COMMUNITY NURSING TEAM-LEVEL 2 | VENTILATOR | TRILOGY 100 | TV116060321 | PHILIPS HEALTHCARE | PM | 1 | 799
10035 | IN SERVICE | SOL7199 | BITTERNE HEALTH CENTRE | COMMUNITY NURSING TEAM | BLOOD PRESSURE MONITOR | DS5401-300 | 181010201047 | WELCH ALLYN | PM | 1 | 8
10036 | IN SERVICE | SOL7200 | BITTERNE HEALTH CENTRE | COMMUNITY NURSING TEAM | BLOOD PRESSURE MONITOR | DS5401-300 | 181022010907 | WELCH ALLYN | PM | 1 | 8
10037 | IN SERVICE | SOL7201 | BITTERNE HEALTH CENTRE | COMMUNITY NURSING TEAM | PULSE OXIMETER-FINGER | 9006368 | 180315900540 | HENRY SCHEIN | PM | 1 | 15
10038 | IN SERVICE | SOL7202 | BITTERNE HEALTH CENTRE | COMMUNITY NURSING TEAM | PULSE OXIMETER-FINGER | 9006368 | 182615900673 | HENRY SCHEIN | PM | 1 | 15
10039 | IN SERVICE | SOL7203 | BITTERNE HEALTH CENTRE | COMMUNITY NURSING TEAM | THERMOMETER | THERMOSCAN IRT 6020 | 18418K31155 | BRAUN | PM | 1 | 15
10040 | IN SERVICE | SOL7204 | BITTERNE HEALTH CENTRE | COMMUNITY NURSING TEAM | THERMOMETER | THERMOSCAN IRT 6020 | 18518K34722 | BRAUN | PM | 1 | 15
10041 | IN SERVICE | SOL7205 | BITTERNE HEALTH CENTRE | COMMUNITY NURSING TEAM | THERMOMETER | THERMOSCAN IRT 6020 | 18318K03658 | BRAUN | PM | 1 | 15
10042 | IN SERVICE | SOL7206 | BITTERNE HEALTH CENTRE | COMMUNITY NURSING TEAM | THERMOMETER | THERMOSCAN IRT 6020 | 18318K43225 | BRAUN | PM | 1 | 15
10043 | IN SERVICE | SOL7207 | SOLENT MEDICAL SERVICES | COMMUNITY WELLBEING TEAM | BLOOD PRESSURE MONITOR | DS5401-300 | 181121234638 | WELCH ALLYN | PM | 1 | 8
10044 | IN SERVICE | SOL7208 | BITTERNE HEALTH CENTRE | COMMUNITY NURSING TEAM | BLOOD PRESSURE MONITOR | DS5401-300 | 181010191757 | WELCH ALLYN | PM | 1 | 8
10045 | IN SERVICE | SOL7209 | BITTERNE HEALTH CENTRE | COMMUNITY NURSING TEAM | BLOOD PRESSURE MONITOR | DS5401-300 | 181010194229 | WELCH ALLYN | PM | 1 | 8
10046 | IN SERVICE | SOL7210 | BITTERNE HEALTH CENTRE | COMMUNITY NURSING TEAM | BLOOD PRESSURE MONITOR | DS5401-300 | 181018124917 | WELCH ALLYN | PM | 1 | 8
10047 | IN SERVICE | SOL7211 | BITTERNE HEALTH CENTRE | COMMUNITY NURSING TEAM | BLOOD PRESSURE MONITOR | DS5401-300 | 181017231349 | WELCH ALLYN | PM | 1 | 8
10048 | IN SERVICE | SOL7212 | BITTERNE HEALTH CENTRE | COMMUNITY NURSING TEAM | BLOOD PRESSURE MONITOR | DS5401-300 | 181010191138 | WELCH ALLYN | PM | 1 | 8
10049 | IN SERVICE | SOL7213 | BITTERNE HEALTH CENTRE | COMMUNITY NURSING TEAM | PULSE OXIMETER-FINGER | 9006368 | 182615900574 | HENRY SCHEIN | PM | 1 | 15
10050 | IN SERVICE | SOL7214 | BITTERNE HEALTH CENTRE | COMMUNITY NURSING TEAM | PULSE OXIMETER-FINGER | 9006368 | 182615900674 | HENRY SCHEIN | PM | 1 | 15
10051 | IN SERVICE | SOL7215 | BITTERNE HEALTH CENTRE | COMMUNITY NURSING TEAM | PULSE OXIMETER-FINGER | 9006368 | 182615900664 | HENRY SCHEIN | PM | 1 | 15
10052 | IN SERVICE | SOL7216 | BITTERNE HEALTH CENTRE | COMMUNITY NURSING TEAM | PULSE OXIMETER-FINGER | 9006368 | 182615900584 | HENRY SCHEIN | PM | 1 | 15
10053 | IN SERVICE | SOL7217 | BITTERNE HEALTH CENTRE | COMMUNITY NURSING TEAM | PULSE OXIMETER-FINGER | 9006368 | 182615900668 | HENRY SCHEIN | PM | 1 | 15
10054 | IN SERVICE | SOL7218 | BITTERNE HEALTH CENTRE | COMMUNITY NURSING TEAM | PULSE OXIMETER-FINGER | 9006368 | 180315900517 | HENRY SCHEIN | PM | 1 | 15
10055 | IN SERVICE | SOL7219 | BITTERNE HEALTH CENTRE | COMMUNITY NURSING TEAM | BLOOD PRESSURE MONITOR | NONE | 181010200629 | WELCH ALLYN | PM | 1 | 8
10056 | IN SERVICE | SOL7220 | BITTERNE HEALTH CENTRE | COMMUNITY NURSING TEAM | BLOOD PRESSURE MONITOR | NONE | 181017231548 | WELCH ALLYN | PM | 1 | 8
10057 | IN SERVICE | SOL7221 | BITTERNE HEALTH CENTRE | COMMUNITY NURSING TEAM | BLOOD PRESSURE MONITOR | NONE | 180903191058 | WELCH ALLYN | PM | 1 | 8
10058 | IN SERVICE | SOL7222 | BITTERNE HEALTH CENTRE | COMMUNITY NURSING TEAM | BLOOD PRESSURE MONITOR | NONE | 181018045449 | WELCH ALLYN | PM | 1 | 8
10059 | IN SERVICE | SOL7223 | BITTERNE HEALTH CENTRE | COMMUNITY NURSING TEAM | BLOOD PRESSURE MONITOR | NONE | 180903192718 | WELCH ALLYN | PM | 1 | 8
10060 | IN SERVICE | SOL7224 | BITTERNE HEALTH CENTRE | COMMUNITY NURSING TEAM | BLOOD PRESSURE MONITOR | NONE | 180903202018 | WELCH ALLYN | PM | 1 | 8
10061 | IN SERVICE | SOL7225 | BITTERNE HEALTH CENTRE | COMMUNITY NURSING TEAM | THERMOMETER | THERMOSCAN IRT 6020 | 18318K01039 | BRAUN | PM | 1 | 15
10062 | IN SERVICE | SOL7226 | BITTERNE HEALTH CENTRE | COMMUNITY NURSING TEAM | THERMOMETER | THERMOSCAN IRT 6020 | 18518K36283 | BRAUN | PM | 1 | 15
10063 | IN SERVICE | SOL7227 | BITTERNE HEALTH CENTRE | COMMUNITY NURSING TEAM | THERMOMETER | THERMOSCAN IRT 6020 | 18318K32256 | BRAUN | PM | 1 | 15
10064 | IN SERVICE | SOL7228 | BITTERNE HEALTH CENTRE | COMMUNITY NURSING TEAM | THERMOMETER | THERMOSCAN IRT 6020 | 18518K45608 | BRAUN | PM | 1 | 15
10065 | IN SERVICE | SOL7229 | BITTERNE HEALTH CENTRE | COMMUNITY NURSING TEAM | THERMOMETER | THERMOSCAN IRT 6020 | 18318K44995 | BRAUN | PM | 1 | 15
10066 | IN SERVICE | SOL7230 | BITTERNE HEALTH CENTRE | COMMUNITY NURSING TEAM | THERMOMETER | THERMOSCAN IRT 6020 | 18318K32513 | BRAUN | PM | 1 | 15
10067 | IN SERVICE | SOL7231 | BITTERNE HEALTH CENTRE | COMMUNITY NURSING TEAM | BLOOD PRESSURE MONITOR | DS5401-300 | 180903193407 | WELCH ALLYN | PM | 1 | 8
10068 | IN SERVICE | SOL7232 | BITTERNE HEALTH CENTRE | COMMUNITY NURSING TEAM | BLOOD PRESSURE MONITOR | DS5401-300 | 180903192827 | WELCH ALLYN | PM | 1 | 8
10069 | IN SERVICE | SOL7233 | BITTERNE HEALTH CENTRE | COMMUNITY NURSING TEAM | BLOOD PRESSURE MONITOR | DS5401-300 | 181010200507 | WELCH ALLYN | PM | 1 | 8
10070 | IN SERVICE | SOL7234 | BITTERNE HEALTH CENTRE | COMMUNITY NURSING TEAM | BLOOD PRESSURE MONITOR | DS5401-300 | 180904002919 | WELCH ALLYN | PM | 1 | 8
10071 | IN SERVICE | SOL7235 | BITTERNE HEALTH CENTRE | COMMUNITY NURSING TEAM | THERMOMETER | THERMOSCAN IRT 6020 | 18318K36275 | BRAUN | PM | 1 | 15
10072 | IN SERVICE | SOL7236 | SOLENT MEDICAL SERVICES | COMMUNITY WELLBEING TEAM | THERMOMETER | THERMOSCAN IRT 6020 | 18218K41067 | BRAUN | PM | 1 | 15
10073 | IN SERVICE | SOL7237 | BITTERNE HEALTH CENTRE | COMMUNITY NURSING TEAM | THERMOMETER | THERMOSCAN IRT 6020 | 18318K42493 | BRAUN | PM | 1 | 15
10074 | IN SERVICE | SOL7238 | BITTERNE HEALTH CENTRE | COMMUNITY NURSING TEAM | THERMOMETER | THERMOSCAN IRT 6020 | 18318K43221 | BRAUN | PM | 1 | 15
10075 | IN SERVICE | SOL7239 | BITTERNE HEALTH CENTRE | COMMUNITY NURSING TEAM | THERMOMETER | THERMOSCAN IRT 6020 | 18318K32705 | BRAUN | PM | 1 | 15
10076 | IN SERVICE | SOL7240 | BITTERNE HEALTH CENTRE | COMMUNITY NURSING TEAM | THERMOMETER | THERMOSCAN IRT 6020 | 18318K43284 | BRAUN | PM | 1 | 15
10077 | IN SERVICE | SOL7241 | BITTERNE HEALTH CENTRE | COMMUNITY NURSING TEAM | THERMOMETER | THERMOSCAN IRT 6020 | 18318K32189 | BRAUN | PM | 1 | 15
10078 | IN SERVICE | SOL7242 | BITTERNE HEALTH CENTRE | COMMUNITY NURSING TEAM | THERMOMETER | THERMOSCAN IRT 6020 | 18318K43429 | BRAUN | PM | 1 | 15
10079 | IN SERVICE | SOL7243 | BITTERNE HEALTH CENTRE | COMMUNITY NURSING TEAM | THERMOMETER | THERMOSCAN IRT 6020 | 18318K03383 | BRAUN | PM | 1 | 15
10080 | IN SERVICE | SOL7244 | BITTERNE HEALTH CENTRE | COMMUNITY NURSING TEAM | THERMOMETER | THERMOSCAN IRT 6020 | 18318K32196 | BRAUN | PM | 1 | 15
10081 | IN SERVICE | SOL7245 | BITTERNE HEALTH CENTRE | COMMUNITY NURSING TEAM | PULSE OXIMETER-FINGER | 9006368 | 182615900591 | HENRY SCHEIN | PM | 1 | 15
10082 | IN SERVICE | SOL7246 | BITTERNE HEALTH CENTRE | COMMUNITY NURSING TEAM | PULSE OXIMETER-FINGER | 9006368 | 182615900663 | HENRY SCHEIN | PM | 1 | 15
10083 | IN SERVICE | SOL7247 | BITTERNE HEALTH CENTRE | COMMUNITY NURSING TEAM | PULSE OXIMETER-FINGER | 9006368 | 182615900639 | HENRY SCHEIN | PM | 1 | 15
10084 | IN SERVICE | SOL7248 | BITTERNE HEALTH CENTRE | COMMUNITY NURSING TEAM | PULSE OXIMETER-FINGER | 9006368 | 182615900070 | HENRY SCHEIN | PM | 1 | 15
10085 | IN SERVICE | SOL7249 | BITTERNE HEALTH CENTRE | COMMUNITY NURSING TEAM | PULSE OXIMETER-FINGER | 9006368 | 182615900665 | HENRY SCHEIN | PM | 1 | 15
10086 | IN SERVICE | SOL7250 | BITTERNE HEALTH CENTRE | COMMUNITY NURSING TEAM | PULSE OXIMETER-FINGER | 9006368 | 182615900578 | HENRY SCHEIN | PM | 1 | 15
10087 | IN SERVICE | SOL8401 | BATTENBURG AVENUE CLINIC | CHILDREN COMMUNITY NURSING-CHILD NURSING | PULSE OXIMETER-HANDHELD | N560 | 0111141002101 | NELLCOR | PM | 1 | 55
10089 | IN SERVICE | SOL9106 | ROYAL SOUTH HANTS HOSPITAL | COMMUNITY NURSING TEAM | BLOOD PRESSURE MONITOR | MS | NOT FOUND | OMRON HEALTHCARE | PM | 1 | 8
10090 | IN SERVICE | SOL9107 | ROYAL SOUTH HANTS HOSPITAL | COMMUNITY NURSING TEAM | SPHYGMOMANOMETER | SHOCK RESISTANT | 130430075603 | WELCH ALLYN | PM | 1 | 8
10091 | IN SERVICE | SOL9108 | ROYAL SOUTH HANTS HOSPITAL | COMMUNITY NURSING TEAM | THERMOMETER | THERMOSCAN 6014 | 150902400872 | BRAUN | PM | 1 | 15
10092 | IN SERVICE | SOL9109 | ROYAL SOUTH HANTS HOSPITAL | COMMUNITY NURSING TEAM | PULSE OXIMETER-FINGER | MD300CF2 | 150902400872 | BEIJING CHOICE ELECTRONICS | PM | 1 | 15
10093 | IN SERVICE | SOL9251 | BITTERNE HEALTH CENTRE | COMMUNITY NURSING TEAM | PULSE OXIMETER-FINGER | 9006368 | 182615900576 | HENRY SCHEIN | PM | 1 | 15
10094 | IN SERVICE | SOL9252 | BITTERNE HEALTH CENTRE | COMMUNITY NURSING TEAM | PULSE OXIMETER-FINGER | 9006368 | 182615900592 | HENRY SCHEIN | PM | 1 | 15
10095 | IN SERVICE | SOL9253 | BITTERNE HEALTH CENTRE | COMMUNITY NURSING TEAM | PULSE OXIMETER-FINGER | 9006368 | 182615900071 | HENRY SCHEIN | PM | 1 | 15
10096 | IN SERVICE | SOL9254 | BITTERNE HEALTH CENTRE | COMMUNITY NURSING TEAM | PULSE OXIMETER-FINGER | 9006368 | 182615900632 | HENRY SCHEIN | PM | 1 | 15
10097 | IN SERVICE | SOL9255 | BITTERNE HEALTH CENTRE | COMMUNITY NURSING TEAM | GLUCOMETER | SD CODE FREE | M03L02RAA1781 | SD BIOSENSOR | ASSET ONLY | 1 | NOT TO BE PRICED
10098 | IN SERVICE | SOL9256 | BITTERNE HEALTH CENTRE | COMMUNITY NURSING TEAM | GLUCOMETER | SD CODE FREE | M03L02RAA1841 | SD BIOSENSOR | ASSET ONLY | 1 | NOT TO BE PRICED
10099 | IN SERVICE | SOL9257 | BITTERNE HEALTH CENTRE | COMMUNITY NURSING TEAM | GLUCOMETER | SD CODE FREE | M03L02RAA1816 | SD BIOSENSOR | ASSET ONLY | 1 | NOT TO BE PRICED
10100 | IN SERVICE | SOL9258 | BITTERNE HEALTH CENTRE | COMMUNITY NURSING TEAM | GLUCOMETER | SD CODE FREE | M03L02RAA1794 | SD BIOSENSOR | ASSET ONLY | 1 | NOT TO BE PRICED
10101 | IN SERVICE | SOL9259 | BITTERNE HEALTH CENTRE | COMMUNITY NURSING TEAM | GLUCOMETER | SD CODE FREE | M03L02RAA1765 | SD BIOSENSOR | ASSET ONLY | 1 | NOT TO BE PRICED
10102 | IN SERVICE | SOL9260 | BITTERNE HEALTH CENTRE | COMMUNITY NURSING TEAM | GLUCOMETER | SD CODE FREE | M03L02RAA1780 | SD BIOSENSOR | ASSET ONLY | 1 | NOT TO BE PRICED
10103 | IN SERVICE | SOL9261 | BITTERNE HEALTH CENTRE | COMMUNITY NURSING TEAM | GLUCOMETER | SD CODE FREE | M03L02RAA1778 | SD BIOSENSOR | ASSET ONLY | 1 | NOT TO BE PRICED
10104 | IN SERVICE | SOL9262 | BITTERNE HEALTH CENTRE | COMMUNITY NURSING TEAM | GLUCOMETER | SD CODE FREE | M03L02RAA1799 | SD BIOSENSOR | ASSET ONLY | 1 | NOT TO BE PRICED
10105 | IN SERVICE | SOL9263 | BITTERNE HEALTH CENTRE | COMMUNITY NURSING TEAM | GLUCOMETER | SD CODE FREE | M03L02RAA1840 | SD BIOSENSOR | ASSET ONLY | 1 | NOT TO BE PRICED
10106 | IN SERVICE | SOL9264 | BITTERNE HEALTH CENTRE | COMMUNITY NURSING TEAM | GLUCOMETER | SD CODE FREE | M03L02RAA1782 | SD BIOSENSOR | ASSET ONLY | 1 | NOT TO BE PRICED
10107 | IN SERVICE | SOL9265 | PICKLES COPPICE | DENTAL-CLINIC ROOM | BLOOD PRESSURE MONITOR | M6 AC | NOT FOUND | OMRON HEALTHCARE | OEM-AIH | 1 | 8
10108 | IN SERVICE | SOL9266 | EASTLEIGH HEALTH CENTRE | DENTAL-CLINIC ROOM | BLOOD PRESSURE MONITOR | M6 COMFORT | 20181014883VG | OMRON HEALTHCARE | OEM-AIH | 1 | 8
10109 | IN SERVICE | SOL9267 | EASTLEIGH HEALTH CENTRE | DENTAL-CLINIC ROOM | DENTAL CURING LIGHT | SMARTLITE PS | 08891314 | DENTSPLY | OEM-AIH | 1 | 15
10110 | IN SERVICE | SOL9268 | NEW MILTON HEALTH CENTRE | DENTAL-CLINIC ROOM | BLOOD PRESSURE MONITOR | M6 COMFORT | 20181014882VG | OMRON HEALTHCARE | OEM-AIH | 1 | 8
10111 | IN SERVICE | SOL9271 | BITTERNE HEALTH CENTRE | DENTAL-DENTAL CLINIC | BLOOD PRESSURE MONITOR | M6 COMFORT | 20181014884VG | OMRON HEALTHCARE | OEM-AIH | 1 | 8
10112 | IN SERVICE | SOL9572 | SEMBAL HOUSE | RAPID RESPONSE TEAM-OFFICE | GLUCOMETER | TD-4277 | 4277117250088138 | GLUCO RX | ASSET ONLY | 1 | NOT TO BE PRICED
10113 | IN SERVICE | SOL9429 | BITTERNE HEALTH CENTRE | COMMUNITY NURSING TEAM | BLOOD PRESSURE MONITOR | NONE | 9429 | NONE | PM | 1 | 8
10115 | IN SERVICE | SOL5356 | BROADCAST HOUSE | COMMUNITY NURSING TEAM | ECG MACHINE | HEARTVIEW 12L | 21000660 | AEROTEL MEDICAL SYSTEMS | PM | 1 | 88
10116 | IN SERVICE | SOL6350 | PETERSFIELD COMMUNITY HOSPITAL | PODIATRY-CLINIC 2 | PLINTH | AKRON | 3321374 | AKRON ARJO HUNTLEIGH | PM | 1 | 35
10117 | IN SERVICE | SOL6739 | RINGWOOD MEDICAL CENTRE | PODIATRY-CLINIC 1 | DOPPLER | MD2 | MABG4-09575 | HUNTLEIGH HEALTHCARE | PM | 1 | 30
10118 | IN SERVICE | SOL6986 | WESTERN COMMUNITY HOSPITAL | WEST COMMUNITY INDEPENDENCE TEAM-WESTERN WING | BLOOD PRESSURE MONITOR | UA-767 | 5130400247 | A&D INSTRUMENTS | PM | 1 | 8
10119 | IN SERVICE | SOL6991 | WESTERN COMMUNITY HOSPITAL | WEST COMMUNITY INDEPENDENCE TEAM-WESTERN WING | BLOOD PRESSURE MONITOR | UA-767 | 5110701442 | A&D INSTRUMENTS | PM | 1 | 8
10120 | IN SERVICE | SOL7265 | ADELAIDE HEALTH CENTRE | CHILDREN COMMUNITY NURSING TEAM-LEVEL 2 | VENTILATOR | NIPPY JUNIOR+ | 2013-17079 | BREAS MEDICAL | PM | 1 | 250
10122 | IN SERVICE | SOL7456 | BROADCAST HOUSE | COMMUNITY NURSING TEAM | THERMOMETER | GENTLE TEMP 510 | 20140900827UF | OMRON HEALTHCARE | PM | 1 | 15
10123 | IN SERVICE | SOL7484 | ALTON HEALTH CENTRE | SEXUAL HEALTH | PLINTH | 2 SECTION | 93G3X31120195A | PLINTH MEDICAL | PM | 1 | 35
10124 | IN SERVICE | SOL7500 | MILLBROOK HEALTHCARE | CLINICAL ADVISORY TEAM TVN-UNIT 12 | COMPRESSION UNIT | AC200/2STD | BE030624 | ARJO HUNTLEIGH | PM | 1 | 95
10125 | IN SERVICE | SOL7602 | ROYAL SOUTH HANTS HOSPITAL | FANSHAWE WARD | FALLS MONITOR | COMPANIONMONITOR | 2086 | RAMBLEGARD | PM | 1 | 10
10127 | IN SERVICE | SOL7796 | CIVIC OFFICES PORTSMOUTH | HEALTH VISITING AND SCHOOL NURSING-LEVEL 2 CORE 1 | SCALE-BABY | 384-2 | 5384287103873 | SECA LTD | PM | 1 | 15
10128 | IN SERVICE | SOL7821 | ST MARY'S COMMUNITY HEALTH CAMPUS | COMMUNITY NURSING TEAM | PULSE OXIMETER-FINGER | W4350 | 160903900259 | MERLIN MEDICAL | PM | 1 | 15
10129 | IN SERVICE | SOL7822 | ST MARY'S COMMUNITY HEALTH CAMPUS | COMMUNITY NURSING TEAM | THERMOMETER | THERMOSCAN | 32011K00108 | BRAUN | PM | 1 | 15
10130 | IN SERVICE | SOL7827 | ST MARY'S COMMUNITY HEALTH CAMPUS | COMMUNITY NURSING TEAM | BLOOD PRESSURE MONITOR | ACCOSON | 130310272 | ACCOSON | PM | 1 | 8
10131 | IN SERVICE | SOL7833 | BATTENBURG AVENUE CLINIC | COMMUNITY PAEDIATRIC MEDICAL SERVICES | ENURESIS ALARM | M03 | 7833 | MALEM MEDICAL | PM | 1 | 10
10132 | IN SERVICE | SOL7834 | BATTENBURG AVENUE CLINIC | COMMUNITY PAEDIATRIC MEDICAL SERVICES | ENURESIS ALARM | SM1/SM1M | 7834 | FERRARIS MEDICAL | PM | 1 | 10
10136 | IN SERVICE | SOL8803 | SOUTHAMPTON GENERAL HOSPITAL | DENTAL-CLINIC ROOM | DENTAL AMALGAMATOR | SILAMAT S5 | 407703 | IVOCLAR VIVADENT | OEM-AIH | 1 | 25
10137 | IN SERVICE | SOL8804 | SOUTHAMPTON GENERAL HOSPITAL | DENTAL-CLINIC ROOM | DENTAL AMALGAMATOR | SILAMAT S5 | 009797 | IVOCLAR VIVADENT | OEM-AIH | 1 | 25
10138 | IN SERVICE | SOL8805 | SOUTHAMPTON GENERAL HOSPITAL | DENTAL-CLINIC ROOM | DENTAL CURING LIGHT | STARLIGHT PRO | 072KE193 | MECTRON | OEM-AIH | 1 | 15
10139 | IN SERVICE | SOL8806 | SOUTHAMPTON GENERAL HOSPITAL | DENTAL-CLINIC ROOM | DENTAL ULTRASONIC SCALER | NEWTRON P5 | RD407010048 | ACTEON | OEM-AIH | 1 | 25
10140 | IN SERVICE | SOL8807 | SOUTHAMPTON GENERAL HOSPITAL | DENTAL-CLINIC ROOM | DENTAL CHAIR | VOYAGER-DENTAL CHAIR | AU07L0787 | BELMONT | OEM-AIH | 1 | 200
10141 | IN SERVICE | SOL8808 | SOUTHAMPTON GENERAL HOSPITAL | DENTAL-CLINIC ROOM | DENTAL CHAIR | 2122 | d436346 | A-DEC DENTAL | OEM-AIH | 1 | 200
10145 | IN SERVICE | SOL8812 | SOUTHAMPTON GENERAL HOSPITAL | DENTAL-CLINIC ROOM | PULSE OXIMETER-FINGER | 9006368 | I0I3 | HENRY SCHEIN | OEM-AIH | 1 | 15
10146 | IN SERVICE | SOL8813 | SOUTHAMPTON GENERAL HOSPITAL | DENTAL-CLINIC ROOM | SCALES | 336 | I0I3 | SECA LTD | OEM-AIH | 1 | 70
10147 | IN SERVICE | SOL8814 | PETERSFIELD COMMUNITY HOSPITAL | DENTAL-DENTAL CLINIC | BLOOD PRESSURE MONITOR | M6 AC | 20181004638VG | OMRON HEALTHCARE | OEM-AIH | 1 | 8
10148 | IN SERVICE | SOL8815 | BITTERNE HEALTH CENTRE | DENTAL-CLINIC ROOM | DENTAL CURING LIGHT | OPTIMA 10 | L18508881H1 | BA INTERNATIONAL | OEM-AIH | 1 | 15
10149 | IN SERVICE | SOL8816 | SOMERSTOWN HEALTH CENTRE | DENTAL-CLINIC ROOM | BLOOD PRESSURE MONITOR | M6 AC | 20181004634VG | OMRON HEALTHCARE | OEM-AIH | 1 | 8
10150 | IN SERVICE | SOL8817 | HYTHE HOSPITAL | DENTAL-ROOM 1 | LIGHT-EXAMINATION | MT6008PP | 20103/1 | BRANDON MEDICAL | OEM-AIH | 1 | 8
10151 | IN SERVICE | SOL8818 | PETERSFIELD COMMUNITY HOSPITAL | DENTAL-DENTAL CLINIC | THERMOMETER | GENTLE TEMP 520 | NOT FOUND | OMRON HEALTHCARE | OEM-AIH | 1 | 15
10152 | IN SERVICE | SOL8819 | ALDERSHOT CENTRE FOR HEALTH | DENTAL-SURGERY ROOM | DENTAL CART | PDU II | NOT FOUND | QUDENT | OEM-AIH | 1 | 110
10153 | IN SERVICE | SOL8820 | BITTERNE HEALTH CENTRE | DENTAL-CLINIC ROOM | DENTAL CART | PDU II | 9532 | QUDENT | OEM-AIH | 1 | 110
10154 | IN SERVICE | SOL8821 | ROYAL SOUTH HANTS HOSPITAL | DENTAL-CLINIC ROOM | DENTAL CART | PDU II | 9537 | QUDENT | OEM-AIH | 1 | 110
10155 | IN SERVICE | SOL8823 | NEW MILTON HEALTH CENTRE | DENTAL-CLINIC ROOM | DENTAL CART | PDU II | 9529 | QUDENT | OEM-AIH | 1 | 110
10156 | IN SERVICE | SOL8824 | EASTLEIGH HEALTH CENTRE | DENTAL-CLINIC ROOM | DENTAL CART | PDU II | 9538 | QUDENT | OEM-AIH | 1 | 110
10157 | IN SERVICE | SOL8825 | EASTLEIGH HEALTH CENTRE | DENTAL-CLINIC ROOM | DENTAL DRILL | EL850 | 1748 | DENTIMEX | OEM-AIH | 1 | 45
10158 | IN SERVICE | SOL8826 | HYTHE HOSPITAL | DENTAL-CLINIC ROOM | DENTAL DRILL | EL850 | 107 | DENTIMEX | OEM-AIH | 1 | 45
10159 | IN SERVICE | SOL8827 | ROYAL HAMPSHIRE COUNTY HOSPITAL | DENTAL-DENTAL CLINIC | DENTAL DRILL | ELCOMED | 02299 | W&H | OEM-AIH | 1 | 45
10160 | IN SERVICE | SOL8828 | ROMSEY HOSPITAL | DENTAL-DENTAL CLINIC | DENTAL CART | PDU II | DU893 | QUDENT | OEM-AIH | 1 | 110
10161 | IN SERVICE | SOL9002 | BITTERNE HEALTH CENTRE | COMMUNITY NURSING TEAM | INFUSION PUMP-SYRINGE | T34 | 17686 | CME MCKINLEY | PM | 1 | 55
10162 | IN SERVICE | SOL9007 | ST MARY'S COMMUNITY HEALTH CAMPUS | PORTSMOUTH REHAB AND REABLEMENT TEAM - PRRT | THERMOMETER | ET-100A | NOT FOUND | TIMESCO | PM | 1 | 15
10163 | IN SERVICE | SOL9008 | ST MARY'S COMMUNITY HEALTH CAMPUS | PORTSMOUTH REHAB AND REABLEMENT TEAM - PRRT | THERMOMETER | ET-100A | NOT FOUND | TIMESCO | PM | 1 | 15
10164 | IN SERVICE | SOL9009 | ST MARY'S COMMUNITY HEALTH CAMPUS | PORTSMOUTH REHAB AND REABLEMENT TEAM - PRRT | THERMOMETER | ET-100A | NOT FOUND | TIMESCO | PM | 1 | 15
10165 | IN SERVICE | SOL9010 | ST MARY'S COMMUNITY HEALTH CAMPUS | PORTSMOUTH REHAB AND REABLEMENT TEAM - PRRT | PULSE OXIMETER-FINGER | MD300C2 | 182244200387 | BEIJING CHOICE ELECTRONICS | PM | 1 | 15
10166 | IN SERVICE | SOL9011 | ST MARY'S COMMUNITY HEALTH CAMPUS | PORTSMOUTH REHAB AND REABLEMENT TEAM - PRRT | PULSE OXIMETER-FINGER | MD300C2 | 182244200389 | BEIJING CHOICE ELECTRONICS | PM | 1 | 15
10167 | IN SERVICE | SOL9012 | ST MARY'S COMMUNITY HEALTH CAMPUS | PORTSMOUTH REHAB AND REABLEMENT TEAM - PRRT | BLOOD PRESSURE MONITOR | NONE | NOT FOUND | TIMESCO | PM | 1 | 8
10169 | IN SERVICE | SOL9014 | ST MARY'S COMMUNITY HEALTH CAMPUS | PORTSMOUTH REHAB AND REABLEMENT TEAM - PRRT | PULSE OXIMETER-FINGER | MD300C2 | 171103900508 | BEIJING CHOICE ELECTRONICS | PM | 1 | 15
10170 | IN SERVICE | SOL9015 | ST MARY'S COMMUNITY HEALTH CAMPUS | PORTSMOUTH REHAB AND REABLEMENT TEAM - PRRT | THERMOMETER | ET-100A | NOT FOUND | TIMESCO | PM | 1 | 15
10171 | IN SERVICE | SOL9016 | ST MARY'S COMMUNITY HEALTH CAMPUS | PORTSMOUTH REHAB AND REABLEMENT TEAM - PRRT | BLOOD PRESSURE MONITOR | NONE | NOT FOUND | TIMESCO | PM | 1 | 8
10172 | IN SERVICE | SOL9017 | ST MARY'S COMMUNITY HEALTH CAMPUS | PORTSMOUTH REHAB AND REABLEMENT TEAM - PRRT | PULSE OXIMETER-FINGER | MD300C2 | 182244200954 | BEIJING CHOICE ELECTRONICS | PM | 1 | 15
10173 | IN SERVICE | SOL9018 | ST MARY'S COMMUNITY HEALTH CAMPUS | PORTSMOUTH REHAB AND REABLEMENT TEAM - PRRT | PULSE OXIMETER-FINGER | MPULSE LITE | 160903800918 | MERLIN MEDICAL | PM | 1 | 15
10174 | IN SERVICE | SOL9019 | ST MARY'S COMMUNITY HEALTH CAMPUS | PORTSMOUTH REHAB AND REABLEMENT TEAM - PRRT | BLOOD PRESSURE MONITOR | NONE | NOT FOUND | TIMESCO | PM | 1 | 8
10175 | IN SERVICE | SOL9020 | ST MARY'S COMMUNITY HEALTH CAMPUS | PORTSMOUTH REHAB AND REABLEMENT TEAM - PRRT | THERMOMETER | THERMOSCAN | 30114K47679 | BRAUN | PM | 1 | 15
10176 | IN SERVICE | SOL9021 | ST MARY'S COMMUNITY HEALTH CAMPUS | PORTSMOUTH REHAB AND REABLEMENT TEAM - PRRT | THERMOMETER | ET-100A | NOT FOUND | TIMESCO | PM | 1 | 15
10177 | IN SERVICE | SOL9022 | ST MARY'S COMMUNITY HEALTH CAMPUS | PORTSMOUTH REHAB AND REABLEMENT TEAM - PRRT | THERMOMETER | ET-100A | NOT FOUND | TIMESCO | PM | 1 | 15
10179 | IN SERVICE | SOL9024 | ST MARY'S COMMUNITY HEALTH CAMPUS | PORTSMOUTH REHAB AND REABLEMENT TEAM - PRRT | THERMOMETER | ET-100A | NOT FOUND | TIMESCO | PM | 1 | 15
10180 | IN SERVICE | SOL9025 | ST MARY'S COMMUNITY HEALTH CAMPUS | PORTSMOUTH REHAB AND REABLEMENT TEAM - PRRT | THERMOMETER | ET-100A | NOT FOUND | TIMESCO | PM | 1 | 15
10181 | IN SERVICE | SOL9026 | ST MARY'S COMMUNITY HEALTH CAMPUS | PORTSMOUTH REHAB AND REABLEMENT TEAM - PRRT | BLOOD PRESSURE MONITOR | TOPAZ | 199209 | TIMESCO | PM | 1 | 8
10182 | IN SERVICE | SOL9027 | ST MARY'S COMMUNITY HEALTH CAMPUS | PORTSMOUTH REHAB AND REABLEMENT TEAM - PRRT | BLOOD PRESSURE MONITOR | TOPAZ | 200857 | TIMESCO | PM | 1 | 8
10183 | IN SERVICE | SOL9028 | ST MARY'S COMMUNITY HEALTH CAMPUS | PORTSMOUTH REHAB AND REABLEMENT TEAM - PRRT | BLOOD PRESSURE MONITOR | TOPAZ | 198291 | TIMESCO | PM | 1 | 8
10184 | IN SERVICE | SOL9029 | ST MARY'S COMMUNITY HEALTH CAMPUS | PORTSMOUTH REHAB AND REABLEMENT TEAM - PRRT | BLOOD PRESSURE MONITOR | TOPAZ | 199831 | TIMESCO | PM | 1 | 8
10185 | IN SERVICE | SOL9030 | ST MARY'S COMMUNITY HEALTH CAMPUS | PORTSMOUTH REHAB AND REABLEMENT TEAM - PRRT | BLOOD PRESSURE MONITOR | TOPAZ | 199498 | TIMESCO | PM | 1 | 8
10186 | IN SERVICE | SOL9031 | ST MARY'S COMMUNITY HEALTH CAMPUS | PORTSMOUTH REHAB AND REABLEMENT TEAM - PRRT | BLOOD PRESSURE MONITOR | TOPAZ | 197886 | TIMESCO | PM | 1 | 8
10187 | IN SERVICE | SOL9032 | ST MARY'S COMMUNITY HEALTH CAMPUS | PORTSMOUTH REHAB AND REABLEMENT TEAM - PRRT | BLOOD PRESSURE MONITOR | TOPAZ | 200870 | TIMESCO | PM | 1 | 8
10188 | IN SERVICE | SOL9033 | ST MARY'S COMMUNITY HEALTH CAMPUS | PORTSMOUTH REHAB AND REABLEMENT TEAM - PRRT | BLOOD PRESSURE MONITOR | NONE | NOT FOUND | TIMESCO | PM | 1 | 8
10189 | IN SERVICE | SOL9034 | ST MARY'S COMMUNITY HEALTH CAMPUS | PORTSMOUTH REHAB AND REABLEMENT TEAM - PRRT | PULSE OXIMETER-FINGER | MD300C | 182244200385 | BEIJING CHOICE ELECTRONICS | PM | 1 | 15
10190 | IN SERVICE | SOL9035 | ST MARY'S COMMUNITY HEALTH CAMPUS | PORTSMOUTH REHAB AND REABLEMENT TEAM - PRRT | PULSE OXIMETER-FINGER | MD300C | 182244200386 | BEIJING CHOICE ELECTRONICS | PM | 1 | 15
10191 | IN SERVICE | SOL9036 | ST MARY'S COMMUNITY HEALTH CAMPUS | PORTSMOUTH REHAB AND REABLEMENT TEAM - PRRT | PULSE OXIMETER-FINGER | MD300C | 182244200384 | BEIJING CHOICE ELECTRONICS | PM | 1 | 15
10192 | IN SERVICE | SOL9037 | ST MARY'S COMMUNITY HEALTH CAMPUS | PORTSMOUTH REHAB AND REABLEMENT TEAM - PRRT | PULSE OXIMETER-FINGER | MD300C | 182244200383 | BEIJING CHOICE ELECTRONICS | PM | 1 | 15
10193 | IN SERVICE | SOL9038 | ST MARY'S COMMUNITY HEALTH CAMPUS | PORTSMOUTH REHAB AND REABLEMENT TEAM - PRRT | PULSE OXIMETER-FINGER | MD300C | 182244200382 | BEIJING CHOICE ELECTRONICS | PM | 1 | 15
10194 | IN SERVICE | SOL9039 | ST MARY'S COMMUNITY HEALTH CAMPUS | PORTSMOUTH REHAB AND REABLEMENT TEAM - PRRT | PULSE OXIMETER-FINGER | MD300C | 182244200381 | BEIJING CHOICE ELECTRONICS | PM | 1 | 15
10195 | IN SERVICE | SOL9040 | ST JAMES HOSPITAL | ADULT MENTAL HEALTH-MAPLE WARD | THERMOMETER | BK8005 | NOT FOUND | BOKANG | PM | 1 | 15
10196 | IN SERVICE | SOL9041 | ST MARY'S COMMUNITY HEALTH CAMPUS | ADULT MENTAL HEALTH DEPARTMENT | BLOOD PRESSURE MONITOR | DB32 | NOT FOUND | TRULY INSTRUMENTS | PM | 1 | 8
10197 | IN SERVICE | SOL9042 | ST JAMES HOSPITAL | ADULT MENTAL HEALTH-MAPLE WARD | BLOOD PRESSURE MONITOR | DB32 | NOT FOUND | TRULY INSTRUMENTS | PM | 1 | 8
10198 | IN SERVICE | SOL9043 | ST JAMES HOSPITAL | ADULT MENTAL HEALTH-MAPLE WARD | THERMOMETER | BK8005 | NOT FOUND | BOKANG | PM | 1 | 15
10199 | IN SERVICE | SOL9045 | BITTERNE HEALTH CENTRE | EAST COMMUNITY INDEPENDENCE TEAM-WESTWOOD HOUSE | BLOOD PRESSURE MONITOR | UA-767 | 5100106158 | A&D INSTRUMENTS | PM | 1 | 8
10200 | IN SERVICE | SOL9046 | BITTERNE HEALTH CENTRE | COMMUNITY NURSING TEAM | THERMOMETER | 6021 | 25514K47318 | WELCH ALLYN | PM | 1 | 15
10201 | IN SERVICE | SOL9047 | BITTERNE HEALTH CENTRE | COMMUNITY NURSING TEAM | SPHYGMOMANOMETER | SHOCK RESISTANT | 110421123922 | WELCH ALLYN | PM | 1 | 8
10203 | IN SERVICE | SOL9049 | BITTERNE HEALTH CENTRE | EAST COMMUNITY INDEPENDENCE TEAM-WESTWOOD HOUSE | BLOOD PRESSURE MONITOR | UA-767 | Not Known | A&D INSTRUMENTS | PM | 1 | 8
10205 | IN SERVICE | SOL9052 | ST MARY'S COMMUNITY HEALTH CAMPUS | PORTSMOUTH REHAB AND REABLEMENT TEAM - PRRT | BLOOD PRESSURE MONITOR | NONE | NOT FOUND | TIMESCO | PM | 1 | 8
10206 | IN SERVICE | SOL9053 | ST MARY'S COMMUNITY HEALTH CAMPUS | PORTSMOUTH REHAB AND REABLEMENT TEAM - PRRT | THERMOMETER | ET-100A | NOT FOUND | TIMESCO | PM | 1 | 15
10207 | IN SERVICE | SOL9054 | ST MARY'S COMMUNITY HEALTH CAMPUS | PORTSMOUTH REHAB AND REABLEMENT TEAM - PRRT | BLOOD PRESSURE MONITOR | NONE | NOT FOUND | TIMESCO | PM | 1 | 8
10209 | IN SERVICE | SOL9056 | BROADCAST HOUSE | COMMUNITY NURSING TEAM | BLOOD PRESSURE MONITOR | M6 AC | 20140100368VG | OMRON HEALTHCARE | PM | 1 | 8
10210 | IN SERVICE | SOL9057 | BROADCAST HOUSE | COMMUNITY NURSING TEAM | THERMOMETER | THERMOSCAN | 10618K02685 | BRAUN | PM | 1 | 15
10211 | IN SERVICE | SOL9058 | BROADCAST HOUSE | COMMUNITY NURSING TEAM | SPHYGMOMANOMETER | SHOCK RESISTANT | 10032220441 | WELCH ALLYN | PM | 1 | 8
10212 | IN SERVICE | SOl9059 | BROADCAST HOUSE | COMMUNITY NURSING TEAM | PULSE OXIMETER-FINGER | 9006368 | 180315900412 | HENRY SCHEIN | PM | 1 | 15
10213 | IN SERVICE | SOl9060 | BROADCAST HOUSE | COMMUNITY NURSING TEAM | THERMOMETER | 6020 | 33613K00355 | BRAUN | PM | 1 | 15
10214 | IN SERVICE | SOL9061 | BROADCAST HOUSE | COMMUNITY NURSING TEAM | SPHYGMOMANOMETER | SHOCK RESISTANT | 130513205834 | WELCH ALLYN | PM | 1 | 8
10215 | IN SERVICE | SOl9062 | BROADCAST HOUSE | COMMUNITY NURSING TEAM | PULSE OXIMETER-FINGER | ONYX VANTAGE | 501717778 | NONIN | PM | 1 | 15
10216 | IN SERVICE | SOL9063 | BROADCAST HOUSE | COMMUNITY NURSING TEAM | PULSE OXIMETER-FINGER | ONYX | 501083872 | NONIN | PM | 1 | 15
10217 | IN SERVICE | SOL9064 | BROADCAST HOUSE | COMMUNITY NURSING TEAM | THERMOMETER | GENTLE TEMP 510 | 2010010U736UF | OMRON HEALTHCARE | PM | 1 | 15
10218 | IN SERVICE | SOL9065 | BROADCAST HOUSE | COMMUNITY NURSING TEAM | BLOOD PRESSURE MONITOR | SPHYGMOMANOMETER | 017066 | NCD MEDICAL | PM | 1 | 8
10219 | IN SERVICE | SOL9066 | BROADCAST HOUSE | COMMUNITY NURSING TEAM | DIAGNOSTIC SET | NONE | NOT FOUND | KEELER | PM | 1 | 5
10220 | IN SERVICE | SOL9067 | BROADCAST HOUSE | COMMUNITY NURSING TEAM | PULSE OXIMETER-FINGER | VH0819 | NOT FOUND | DARAY | PM | 1 | 15
10221 | IN SERVICE | SOL9068 | BROADCAST HOUSE | COMMUNITY NURSING TEAM | SPHYGMOMANOMETER | SHOCK RESISTANT | 1U1109010158 | WELCH ALLYN | PM | 1 | 8
10222 | IN SERVICE | SOL9069 | BROADCAST HOUSE | COMMUNITY NURSING TEAM | PULSE OXIMETER-FINGER | 9006368 | 180315900957 | HENRY SCHEIN | PM | 1 | 15
10223 | IN SERVICE | SOL9070 | BROADCAST HOUSE | COMMUNITY NURSING TEAM | BLOOD PRESSURE MONITOR | UA-767 | 5081100645 | A&D INSTRUMENTS | PM | 1 | 8
10224 | IN SERVICE | SOL9071 | BROADCAST HOUSE | COMMUNITY NURSING TEAM | PULSE OXIMETER-FINGER | 9006368 | 180315900U11 | HENRY SCHEIN | PM | 1 | 15
10225 | IN SERVICE | SOL9072 | BROADCAST HOUSE | COMMUNITY NURSING TEAM | BLOOD PRESSURE MONITOR | M3 | 2018060889UVG | OMRON HEALTHCARE | PM | 1 | 8
10226 | IN SERVICE | SOL9073 | BROADCAST HOUSE | COMMUNITY NURSING TEAM | THERMOMETER | THERMOSCAN | 09618KU1595 | BRAUN | PM | 1 | 15
10227 | IN SERVICE | SOL9074 | BROADCAST HOUSE | COMMUNITY NURSING TEAM | THERMOMETER | THERMOSCAN | 23415KUU667 | BRAUN | PM | 1 | 15
10228 | IN SERVICE | SOL9075 | BROADCAST HOUSE | COMMUNITY NURSING TEAM | THERMOMETER | THERMOSCAN | 15441990392 | BRAUN | PM | 1 | 15
10229 | IN SERVICE | SOL9076 | BROADCAST HOUSE | COMMUNITY NURSING TEAM | BLOOD PRESSURE MONITOR | UA-767 | 5161100579 | A&D INSTRUMENTS | PM | 1 | 8
10230 | IN SERVICE | SOL9077 | BROADCAST HOUSE | COMMUNITY NURSING TEAM | EAR IRRIGATOR | PROPULSE NG | 15-2024812009 | MIRAGE HEALTH | PM | 1 | 30
10231 | IN SERVICE | SOL9078 | BROADCAST HOUSE | COMMUNITY NURSING TEAM | SCALES | 761 | 2761339078660 | SECA LTD | PM | 1 | 15
10232 | IN SERVICE | SOL9079 | BROADCAST HOUSE | COMMUNITY NURSING TEAM | BLOOD PRESSURE MONITOR | UA-767 | 5081100643 | A&D INSTRUMENTS | PM | 1 | 8
10233 | IN SERVICE | SOL9080 | BROADCAST HOUSE | COMMUNITY NURSING TEAM | THERMOMETER | 6021 | 10318K01473 | WELCH ALLYN | PM | 1 | 15
10234 | IN SERVICE | SOL9081 | ADELAIDE HEALTH CENTRE | GP SURGERY | BLOOD PRESSURE MONITOR | UA-767 | 5071101719 | A&D INSTRUMENTS | PM | 1 | 8
10235 | IN SERVICE | SOL9082 | ADELAIDE HEALTH CENTRE | CARDIAC SERVICES-FIRST FLOOR | BLOOD PRESSURE MONITOR | DB32 | NOT FOUND | TRULY INSTRUMENTS | PM | 1 | 8
10236 | IN SERVICE | SOL9083 | ADELAIDE HEALTH CENTRE | CARDIAC SERVICES-FIRST FLOOR | SCALES | 761 | 2761079097019 | SECA LTD | PM | 1 | 15
10237 | IN SERVICE | SOL9084 | BROADCAST HOUSE | COMMUNITY NURSING TEAM | SCALES | 875 | 501987492 | SECA LTD | PM | 1 | 15
10238 | IN SERVICE | SOL9085 | BROADCAST HOUSE | COMMUNITY NURSING TEAM | THERMOMETER | THERMOSCAN | 18318K43507 | BRAUN | PM | 1 | 15
10239 | IN SERVICE | SOL9086 | BROADCAST HOUSE | COMMUNITY NURSING TEAM | OTOSCOPE | STANDARD | NOT FOUND | KEELER | PM | 1 | 5
10240 | IN SERVICE | SOL9087 | ROYAL SOUTH HANTS HOSPITAL | COMMUNITY NURSING TEAM | PULSE OXIMETER-FINGER | 9006368 | 182415901352 | HENRY SCHEIN | PM | 1 | 15
10241 | IN SERVICE | SOL9089 | BITTERNE HEALTH CENTRE | COMMUNITY NURSING TEAM | PULSE OXIMETER-FINGER | 9006368 | 152319900325 | HENRY SCHEIN | PM | 1 | 15
10242 | IN SERVICE | SOL9090 | BITTERNE HEALTH CENTRE | COMMUNITY NURSING TEAM | THERMOMETER | THERMOSCAN | 18215K48404 | BRAUN | PM | 1 | 15
10244 | IN SERVICE | SOL9092 | BITTERNE HEALTH CENTRE | EAST COMMUNITY INDEPENDENCE TEAM-WESTWOOD HOUSE | SPHYGMOMANOMETER | SHOCK RESISTANT | 181018113329 | WELCH ALLYN | PM | 1 | 8
10245 | IN SERVICE | SOL9093 | BITTERNE HEALTH CENTRE | EAST COMMUNITY INDEPENDENCE TEAM-WESTWOOD HOUSE | PULSE OXIMETER-FINGER | 9006368 | 182415900772 | HENRY SCHEIN | PM | 1 | 15
10246 | IN SERVICE | SOL9094 | BITTERNE HEALTH CENTRE | COMMUNITY NURSING TEAM | SPHYGMOMANOMETER | SHOCK RESISTANT | 181018130207 | WELCH ALLYN | PM | 1 | 8
10247 | IN SERVICE | SOL9095 | BITTERNE HEALTH CENTRE | EAST COMMUNITY INDEPENDENCE TEAM-WESTWOOD HOUSE | THERMOMETER | THERMOSCAN | 18318K32417 | BRAUN | PM | 1 | 15
10248 | IN SERVICE | SOL9096 | BITTERNE HEALTH CENTRE | EAST COMMUNITY INDEPENDENCE TEAM-WESTWOOD HOUSE | THERMOMETER | THERMOSCAN | 18218K40536 | BRAUN | PM | 1 | 15
10249 | IN SERVICE | SOL9097 | BITTERNE HEALTH CENTRE | COMMUNITY NURSING TEAM | ASPIRATOR | LSU | 78461361197 | LAERDAL MEDICAL | PM | 1 | 25
10250 | IN SERVICE | SOL9098 | BITTERNE HEALTH CENTRE | COMMUNITY NURSING TEAM | ASPIRATOR | 7305P-U | 4PU011713 | DRIVE DEVILBISS | PM | 1 | 25
10251 | IN SERVICE | SOL9099 | SOLENT MEDICAL SERVICES | COMMUNITY WELLBEING TEAM | SCALES | 878 | 5878321151856 | SECA LTD | PM | 1 | 15
10252 | IN SERVICE | SOL9100 | BITTERNE HEALTH CENTRE | COMMUNITY NURSING TEAM | GLUCOMETER | SD CODE FREE | M03TE02AA0998 | SD BIOSENSOR | ASSET ONLY | 1 | NOT TO BE PRICED
10253 | IN SERVICE | SOL9101 | BITTERNE HEALTH CENTRE | COMMUNITY NURSING TEAM | GLUCOMETER | SD CODE FREE | M03TE02AA1033 | SD BIOSENSOR | ASSET ONLY | 1 | NOT TO BE PRICED
10254 | IN SERVICE | SOL9133 | ST MARY'S COMMUNITY HEALTH CAMPUS | PORTSMOUTH REHAB AND REABLEMENT TEAM - PRRT | PULSE OXIMETER-FINGER | MD300C2 | 175003900898 | BEIJING CHOICE ELECTRONICS | PM | 1 | 15
10255 | IN SERVICE | SOL9134 | ST MARY'S COMMUNITY HEALTH CAMPUS | PORTSMOUTH REHAB AND REABLEMENT TEAM - PRRT | THERMOMETER | ET-100A | NOT FOUND | TIMESCO | PM | 1 | 15
10256 | IN SERVICE | SOL9136 | ST MARY'S COMMUNITY HEALTH CAMPUS | PORTSMOUTH REHAB AND REABLEMENT TEAM - PRRT | PULSE OXIMETER-FINGER | W4350 | NOT FOUND | MERLIN MEDICAL | PM | 1 | 15
10257 | IN SERVICE | SOL9137 | ST MARY'S COMMUNITY HEALTH CAMPUS | PORTSMOUTH REHAB AND REABLEMENT TEAM - PRRT | THERMOMETER | THERMOSCAN | 19713K02672 | BRAUN | PM | 1 | 15
10258 | IN SERVICE | SOL9138 | ST MARY'S COMMUNITY HEALTH CAMPUS | PORTSMOUTH REHAB AND REABLEMENT TEAM - PRRT | BLOOD PRESSURE MONITOR | ANEROID | NOT FOUND | ACCOSON | PM | 1 | 8
10259 | IN SERVICE | SOL9139 | ST MARY'S COMMUNITY HEALTH CAMPUS | PORTSMOUTH REHAB AND REABLEMENT TEAM - PRRT | THERMOMETER | THERMOSCAN | 11101938213 | BRAUN | PM | 1 | 15
10260 | IN SERVICE | SOL9140 | ST MARY'S COMMUNITY HEALTH CAMPUS | PORTSMOUTH REHAB AND REABLEMENT TEAM - PRRT | PULSE OXIMETER-FINGER | W4350 | 160903900678 | MERLIN MEDICAL | PM | 1 | 15
10261 | IN SERVICE | SOL9141 | ST MARY'S COMMUNITY HEALTH CAMPUS | PORTSMOUTH REHAB AND REABLEMENT TEAM - PRRT | BLOOD PRESSURE MONITOR | TOPAZ | NOT FOUND | TIMESCO | PM | 1 | 8
10262 | IN SERVICE | SOL9142 | ST MARY'S COMMUNITY HEALTH CAMPUS | PORTSMOUTH REHAB AND REABLEMENT TEAM - PRRT | BLOOD PRESSURE MONITOR | TOPAZ | NOT FOUND | TIMESCO | PM | 1 | 8
10263 | IN SERVICE | SOL9143 | ST MARY'S COMMUNITY HEALTH CAMPUS | PORTSMOUTH REHAB AND REABLEMENT TEAM - PRRT | THERMOMETER | FOREHEAD | 8433FR200188471 | METENE | PM | 1 | 15
10264 | IN SERVICE | SOL9144 | ST MARY'S COMMUNITY HEALTH CAMPUS | PORTSMOUTH REHAB AND REABLEMENT TEAM - PRRT | PULSE OXIMETER-FINGER | MD300C13 | 171103800559 | BEIJING CHOICE ELECTRONICS | PM | 1 | 15
10265 | IN SERVICE | SOL9145 | ST MARY'S COMMUNITY HEALTH CAMPUS | PORTSMOUTH REHAB AND REABLEMENT TEAM - PRRT | DIAGNOSTIC SET | RIESTER | NOT FOUND | RIESTER RUDOLF | PM | 1 | 5
10266 | IN SERVICE | SOL9146 | ST MARY'S COMMUNITY HEALTH CAMPUS | PORTSMOUTH REHAB AND REABLEMENT TEAM - PRRT | THERMOMETER | ET-100A | NOT FOUND | TIMESCO | PM | 1 | 15
10267 | IN SERVICE | SOL9147 | ST MARY'S COMMUNITY HEALTH CAMPUS | PORTSMOUTH REHAB AND REABLEMENT TEAM - PRRT | THERMOMETER | ET-100A | NOT FOUND | TIMESCO | PM | 1 | 15
10268 | IN SERVICE | SOL9148 | ST MARY'S COMMUNITY HEALTH CAMPUS | PORTSMOUTH REHAB AND REABLEMENT TEAM - PRRT | THERMOMETER | ET-100A | NOT FOUND | TIMESCO | PM | 1 | 15
10269 | IN SERVICE | SOL9149 | ST MARY'S COMMUNITY HEALTH CAMPUS | PORTSMOUTH REHAB AND REABLEMENT TEAM - PRRT | THERMOMETER | ET-100A | NOT FOUND | TIMESCO | PM | 1 | 15
10270 | IN SERVICE | SOL9150 | ST MARY'S COMMUNITY HEALTH CAMPUS | PORTSMOUTH REHAB AND REABLEMENT TEAM - PRRT | THERMOMETER | ET-100A | NOT FOUND | TIMESCO | PM | 1 | 15
10271 | IN SERVICE | SOL9269 | BATTENBURG AVENUE CLINIC | CHILDREN COMMUNITY NURSING-CHILD NURSING | PULSE OXIMETER-FINGER | PULSEOX 300 | B30032163 | KONICA MINOLTA | PM | 1 | 15
10272 | IN SERVICE | SOL9270 | ST MARY'S COMMUNITY HEALTH CAMPUS | THE TURNER CENTRE-HOME OXYGEN TEAM | BLOOD PRESSURE MONITOR | ANEROID | 110210421 | ACCOSON | PM | 1 | 8
10273 | IN SERVICE | SOL9272 | CIVIC OFFICES PORTSMOUTH | KESTREL CENTRE-LEARNING DISABILITY | THERMOMETER | JXB-182 | M82161100150 | GUANGZHOU JINXINBAO | PM | 1 | 15
10274 | IN SERVICE | SOL9273 | CIVIC OFFICES PORTSMOUTH | KESTREL CENTRE-LEARNING DISABILITY | PULSE OXIMETER-FINGER | MD300C19 | 150201901981 | BEIJING CHOICE ELECTRONICS | PM | 1 | 15
10275 | IN SERVICE | SOL9274 | CIVIC OFFICES PORTSMOUTH | KESTREL CENTRE-LEARNING DISABILITY | BLOOD PRESSURE MONITOR | ANEROID | NOT FOUND | ACCOSON | PM | 1 | 8
10276 | IN SERVICE | SOL9275 | CIVIC OFFICES PORTSMOUTH | KESTREL CENTRE-LEARNING DISABILITY | BLOOD PRESSURE MONITOR | HANDHELD | NOT FOUND | TENSO MED | PM | 1 | 8
10277 | IN SERVICE | SOL9276 | CIVIC OFFICES PORTSMOUTH | KESTREL CENTRE-LEARNING DISABILITY | BLOOD PRESSURE MONITOR | NONE | BGI144325 | NONE | PM | 1 | 8
10278 | IN SERVICE | SOL9277 | CIVIC OFFICES PORTSMOUTH | KESTREL CENTRE-LEARNING DISABILITY | HEIGHT MEASURE | LEICESTER | NOT FOUND | MARSDEN | INSPECTION ONLY | 1 | 15
10279 | IN SERVICE | SOL9278 | ROYAL HAMPSHIRE COUNTY HOSPITAL | DENTAL-ROOM 1 | DENTAL CURING LIGHT | OPTIMA 10 | L158006H2 | BA INTERNATIONAL | OEM-AIH | 1 | 15
10280 | IN SERVICE | SOL9279 | CIVIC OFFICES PORTSMOUTH | HEALTH VISITING AND SCHOOL NURSING-LEVEL 2 CORE 1 | PULSE OXIMETER-FINGER | MD300C13 | 184144100920 | BEIJING CHOICE ELECTRONICS | PM | 1 | 15
10281 | IN SERVICE | SOL9280 | ST MARY'S COMMUNITY HEALTH CAMPUS | THE TURNER CENTRE-HEART FAILURE TEAM | PULSE OXIMETER-FINGER | MD300C13 | 184144100919 | BEIJING CHOICE ELECTRONICS | PM | 1 | 15
10282 | IN SERVICE | SOL9281 | CIVIC OFFICES PORTSMOUTH | HEALTH VISITING AND SCHOOL NURSING-LEVEL 2 CORE 1 | PULSE OXIMETER-FINGER | MD300C13 | 184144100918 | BEIJING CHOICE ELECTRONICS | PM | 1 | 15
10283 | IN SERVICE | SOL9282 | CIVIC OFFICES PORTSMOUTH | HEALTH VISITING AND SCHOOL NURSING-LEVEL 2 CORE 1 | PULSE OXIMETER-FINGER | MD300C13 | 184144100917 | BEIJING CHOICE ELECTRONICS | PM | 1 | 15
10284 | IN SERVICE | SOL9283 | CIVIC OFFICES PORTSMOUTH | HEALTH VISITING AND SCHOOL NURSING-LEVEL 2 CORE 1 | PULSE OXIMETER-FINGER | MD300C13 | 184144100916 | BEIJING CHOICE ELECTRONICS | PM | 1 | 15
10285 | IN SERVICE | SOL9284 | CIVIC OFFICES PORTSMOUTH | HEALTH VISITING AND SCHOOL NURSING-LEVEL 2 CORE 1 | PULSE OXIMETER-FINGER | MD300C13 | 184144100915 | BEIJING CHOICE ELECTRONICS | PM | 1 | 15
10286 | IN SERVICE | SOL9285 | CIVIC OFFICES PORTSMOUTH | HEALTH VISITING AND SCHOOL NURSING-LEVEL 2 CORE 1 | PULSE OXIMETER-FINGER | MD300C13 | 184144100914 | BEIJING CHOICE ELECTRONICS | PM | 1 | 15
10287 | IN SERVICE | SOL9286 | CIVIC OFFICES PORTSMOUTH | HEALTH VISITING AND SCHOOL NURSING-LEVEL 2 CORE 1 | PULSE OXIMETER-FINGER | MD300C13 | 184144100913 | BEIJING CHOICE ELECTRONICS | PM | 1 | 15
10288 | IN SERVICE | SOL9287 | CIVIC OFFICES PORTSMOUTH | HEALTH VISITING AND SCHOOL NURSING-LEVEL 2 CORE 1 | PULSE OXIMETER-FINGER | MD300C13 | 184144100912 | BEIJING CHOICE ELECTRONICS | PM | 1 | 15
10289 | IN SERVICE | SOL9288 | CIVIC OFFICES PORTSMOUTH | HEALTH VISITING AND SCHOOL NURSING-LEVEL 2 CORE 1 | PULSE OXIMETER-FINGER | MD300C13 | 184144100911 | BEIJING CHOICE ELECTRONICS | PM | 1 | 15
10290 | IN SERVICE | SOL9289 | CIVIC OFFICES PORTSMOUTH | HEALTH VISITING AND SCHOOL NURSING-LEVEL 2 CORE 1 | PULSE OXIMETER-FINGER | MD300C2 | NOT FOUND | BEIJING CHOICE ELECTRONICS | PM | 1 | 15
10291 | IN SERVICE | SOL9290 | CIVIC OFFICES PORTSMOUTH | HEALTH VISITING AND SCHOOL NURSING-LEVEL 2 CORE 1 | BLOOD PRESSURE MONITOR | ANEROID | NOT FOUND | ACCOSON | PM | 1 | 8
10292 | IN SERVICE | SOL9291 | ADELAIDE HEALTH CENTRE | CHILDREN COMMUNITY NURSING TEAM-LEVEL 2 | ASPIRATOR | LSU | 78491868148 | LAERDAL MEDICAL | PM | 1 | 25
10293 | IN SERVICE | SOL9292 | ADELAIDE HEALTH CENTRE | CHILDREN COMMUNITY NURSING TEAM-LEVEL 2 | ASPIRATOR | LSU | 78111971252 | LAERDAL MEDICAL | PM | 1 | 25
10295 | IN SERVICE | SOL9294 | ADELAIDE HEALTH CENTRE | CHILDREN COMMUNITY NURSING TEAM-LEVEL 2 | ASPIRATOR | LSU | 78491868147 | LAERDAL MEDICAL | PM | 1 | 25
10296 | IN SERVICE | SOL9295 | ADELAIDE HEALTH CENTRE | TISSUE VIABILITY SERVICE-CLINIC ROOM | PLINTH | TREATMENT PLINTH | 50LCDTPEAB36180036A | PLINTH MEDICAL | PM | 1 | 35
10297 | IN SERVICE | SOL9296 | BATTENBURG AVENUE CLINIC | CHILDREN COMMUNITY NURSING-CHILD NURSING | PULSE OXIMETER-HANDHELD | PM100N | MBH1812737 | COVIDIEN | PM | 1 | 55
10299 | IN SERVICE | SOL9298 | BATTENBURG AVENUE CLINIC | CHILDREN COMMUNITY NURSING-CHILD NURSING | PULSE OXIMETER-HANDHELD | PM100N | MBH1602198 | COVIDIEN | PM | 1 | 55
10301 | IN SERVICE | SOL9300 | BATTENBURG AVENUE CLINIC | CHILDREN COMMUNITY NURSING-CHILD NURSING | PULSE OXIMETER-HANDHELD | PM100N | MBH1705193 | COVIDIEN | PM | 1 | 55
10302 | IN SERVICE | SOL9301 | BATTENBURG AVENUE CLINIC | CHILDREN COMMUNITY NURSING-CHILD NURSING | PULSE OXIMETER-HANDHELD | PM100N | MBH1602213 | COVIDIEN | PM | 1 | 55
10303 | IN SERVICE | SOL9302 | ADELAIDE HEALTH CENTRE | TISSUE VIABILITY SERVICE-CLINIC ROOM | NEGATIVE PRESSURE WOUND THERAPY | RENASYS | KABM130124 | SMITH & NEPHEW | PM | 1 | 90
10304 | IN SERVICE | SOL9305 | ADELAIDE HEALTH CENTRE | GP SURGERY | PULSE OXIMETER-FINGER | WW1000 | 4090765 | SMITHS MEDICAL | PM | 1 | 15
10305 | IN SERVICE | SOL9310 | ADELAIDE HEALTH CENTRE | CHILDREN COMMUNITY NURSING TEAM-LEVEL 2 | VENTILATOR | NIPPY JUNIOR+ | 2017-28587 | BREAS MEDICAL | PM | 1 | 250
10306 | IN SERVICE | SOL9311 | BATTENBURG AVENUE CLINIC | CHILDREN COMMUNITY NURSING-CHILD NURSING | VENTILATOR | NIPPY JUNIOR+ | 2016-27232 | BREAS MEDICAL | PM | 1 | 250
10307 | IN SERVICE | SOL9312 | ROYAL SOUTH HANTS HOSPITAL | NICHOLSTOWN SURGERY | SCALE-CHAIR | DP3810/M-200 | 21808636 | MARSDEN | PM | 1 | 15
10308 | IN SERVICE | SOL9313 | ROYAL SOUTH HANTS HOSPITAL | NICHOLSTOWN SURGERY | SCALE-BABY | 384-2 | 5384346185788 | SECA LTD | PM | 1 | 15
10309 | IN SERVICE | SOL9314 | ROYAL SOUTH HANTS HOSPITAL | NICHOLSTOWN SURGERY | PULSE OXIMETER-FINGER | WW1000EN | 4090772 | SMITHS MEDICAL | PM | 1 | 15
10310 | IN SERVICE | SOL9315 | ROYAL SOUTH HANTS HOSPITAL | NICHOLSTOWN SURGERY | PULSE OXIMETER-FINGER | WW1000EN | 4090752 | SMITHS MEDICAL | PM | 1 | 15
10311 | IN SERVICE | SOL9316 | ROYAL SOUTH HANTS HOSPITAL | NICHOLSTOWN SURGERY | THERMOMETER | ET-100A | NOT FOUND | SCIAN | PM | 1 | 15
10312 | IN SERVICE | SOL9317 | ROYAL SOUTH HANTS HOSPITAL | NICHOLSTOWN SURGERY | THERMOMETER | ET-100A | 9317 | SCIAN | PM | 1 | 15
10313 | IN SERVICE | SOL9318 | ROYAL SOUTH HANTS HOSPITAL | NICHOLSTOWN SURGERY | THERMOMETER | ET-100A | 9318 | SCIAN | PM | 1 | 15
10314 | IN SERVICE | SOL9319 | ROYAL SOUTH HANTS HOSPITAL | NICHOLSTOWN SURGERY | THERMOMETER | ET-100A | 9319 | SCIAN | PM | 1 | 15
10315 | IN SERVICE | SOL9320 | ROYAL SOUTH HANTS HOSPITAL | NICHOLSTOWN SURGERY | THERMOMETER | ET-100A | 9320 | SCIAN | PM | 1 | 15
10316 | IN SERVICE | SOL9321 | ROYAL SOUTH HANTS HOSPITAL | NICHOLSTOWN SURGERY | THERMOMETER | ET-100A | 9321 | SCIAN | PM | 1 | 15
10317 | IN SERVICE | SOL9322 | ROYAL SOUTH HANTS HOSPITAL | NICHOLSTOWN SURGERY | THERMOMETER | ET-100A | 9322 | SCIAN | PM | 1 | 15
10318 | IN SERVICE | SOL9323 | ROYAL SOUTH HANTS HOSPITAL | NICHOLSTOWN SURGERY | THERMOMETER | ET-100A | 9323 | SCIAN | PM | 1 | 15
10319 | IN SERVICE | SOL9324 | ROYAL SOUTH HANTS HOSPITAL | NICHOLSTOWN SURGERY | THERMOMETER | ET-100A | 9324 | SCIAN | PM | 1 | 15
10320 | IN SERVICE | SOL9325 | ROYAL SOUTH HANTS HOSPITAL | NICHOLSTOWN SURGERY | THERMOMETER | ET-100A | 9325 | SCIAN | PM | 1 | 15
10321 | IN SERVICE | SOL9326 | ROYAL SOUTH HANTS HOSPITAL | NICHOLSTOWN SURGERY | THERMOMETER | ET-100A | 9326 | SCIAN | PM | 1 | 15
10322 | IN SERVICE | SOL9327 | ROYAL SOUTH HANTS HOSPITAL | NICHOLSTOWN SURGERY | THERMOMETER | ET-100A | 9327 | SCIAN | PM | 1 | 15
10323 | IN SERVICE | SOL9328 | ST MARY'S COMMUNITY HEALTH CAMPUS | SPINNAKER WARD | MATTRESS PUMP | NIMBUS 3 | NB311513 | ARJO HUNTLEIGH | PM | 1 | 45
10324 | IN SERVICE | SOL9329 | ST MARY'S COMMUNITY HEALTH CAMPUS | SEXUAL HEALTH | SMOKE EVACUATION SYSTEM | ACU-EVAC IE | 1992619 | ACUDERM | PM | 1 | 55
10325 | IN SERVICE | SOL9330 | WESTERN COMMUNITY HOSPITAL | SNOWDON WARD-MAIN BLOCK | STIMULATOR-MUSCLE | ODFS III | 9330 | WELL LIFE HEALTHCARE | PM | 1 | 25
10326 | IN SERVICE | SOL9331 | WESTERN COMMUNITY HOSPITAL | SNOWDON WARD-MAIN BLOCK | TENS MACHINE | STIM | 160608855 | JPM PRODUCTS | PM | 1 | 25
10327 | IN SERVICE | SOL9332 | ST MARY'S COMMUNITY HEALTH CAMPUS | COMMUNITY NURSING TEAM | THERMOMETER | ET-100A | 9332 | SCIAN | PM | 1 | 15
10328 | IN SERVICE | SOL9333 | ST MARY'S COMMUNITY HEALTH CAMPUS | COMMUNITY NURSING TEAM | THERMOMETER | ET-100A | 9333 | SCIAN | PM | 1 | 15
10329 | IN SERVICE | SOL9334 | ST MARY'S COMMUNITY HEALTH CAMPUS | COMMUNITY NURSING TEAM | THERMOMETER | ET-100A | 9334 | SCIAN | PM | 1 | 15
10330 | IN SERVICE | SOL9335 | ST MARY'S COMMUNITY HEALTH CAMPUS | COMMUNITY NURSING TEAM | THERMOMETER | ET-100A | 9335 | SCIAN | PM | 1 | 15
10331 | IN SERVICE | SOL9336 | ST MARY'S COMMUNITY HEALTH CAMPUS | COMMUNITY NURSING TEAM | THERMOMETER | ET-100A | 9336 | SCIAN | PM | 1 | 15
10332 | IN SERVICE | SOL9337 | ST MARY'S COMMUNITY HEALTH CAMPUS | COMMUNITY NURSING TEAM | THERMOMETER | ET-100A | 9337 | SCIAN | PM | 1 | 15
10333 | IN SERVICE | SOL9338 | ST MARY'S COMMUNITY HEALTH CAMPUS | COMMUNITY NURSING TEAM | THERMOMETER | ET-100A | 9338 | SCIAN | PM | 1 | 15
10334 | IN SERVICE | SOL9339 | ST MARY'S COMMUNITY HEALTH CAMPUS | COMMUNITY NURSING TEAM | THERMOMETER | ET-100A | 9339 | SCIAN | PM | 1 | 15
10335 | IN SERVICE | SOL9340 | ST MARY'S COMMUNITY HEALTH CAMPUS | COMMUNITY NURSING TEAM | THERMOMETER | ET-100A | 9340 | SCIAN | PM | 1 | 15
10336 | IN SERVICE | SOL9341 | ST MARY'S COMMUNITY HEALTH CAMPUS | COMMUNITY NURSING TEAM | THERMOMETER | ET-100A | 09341 | SCIAN | PM | 1 | 15
10337 | IN SERVICE | SOL9342 | ST MARY'S COMMUNITY HEALTH CAMPUS | COMMUNITY NURSING TEAM | THERMOMETER | ET-100A | 9342 | SCIAN | PM | 1 | 15
10338 | IN SERVICE | SOL9343 | ST MARY'S COMMUNITY HEALTH CAMPUS | COMMUNITY NURSING TEAM | THERMOMETER | ET-100A | 9343 | SCIAN | PM | 1 | 15
10339 | IN SERVICE | SOL9344 | ST MARY'S COMMUNITY HEALTH CAMPUS | COMMUNITY NURSING TEAM | THERMOMETER | ET-100A | 9344 | SCIAN | PM | 1 | 15
10340 | IN SERVICE | SOL9345 | ST MARY'S COMMUNITY HEALTH CAMPUS | COMMUNITY NURSING TEAM | THERMOMETER | ET-100A | 9345 | SCIAN | PM | 1 | 15
10341 | IN SERVICE | SOL9346 | ST MARY'S COMMUNITY HEALTH CAMPUS | COMMUNITY NURSING TEAM | THERMOMETER | ET-100A | 9346 | SCIAN | PM | 1 | 15
10342 | IN SERVICE | SOL9347 | ST MARY'S COMMUNITY HEALTH CAMPUS | COMMUNITY NURSING TEAM | THERMOMETER | ET-100A | 9347 | SCIAN | PM | 1 | 15
10343 | IN SERVICE | SOL9348 | ST MARY'S COMMUNITY HEALTH CAMPUS | COMMUNITY NURSING TEAM | THERMOMETER | ET-100A | 9348 | SCIAN | PM | 1 | 15
10345 | IN SERVICE | SOL9350 | ST MARY'S COMMUNITY HEALTH CAMPUS | COMMUNITY NURSING TEAM | THERMOMETER | ET-100A | 9350 | SCIAN | PM | 1 | 15
10346 | IN SERVICE | SOL9351 | ST MARY'S COMMUNITY HEALTH CAMPUS | COMMUNITY NURSING TEAM | THERMOMETER | ET-100A | 9351 | SCIAN | PM | 1 | 15
10347 | IN SERVICE | SOL9352 | ST MARY'S COMMUNITY HEALTH CAMPUS | COMMUNITY NURSING TEAM | THERMOMETER | ET-100A | 9352 | SCIAN | PM | 1 | 15
10348 | IN SERVICE | SOL9353 | ST MARY'S COMMUNITY HEALTH CAMPUS | COMMUNITY NURSING TEAM | THERMOMETER | ET-100A | 9353 | SCIAN | PM | 1 | 15
10349 | IN SERVICE | SOL9354 | ST MARY'S COMMUNITY HEALTH CAMPUS | COMMUNITY NURSING TEAM | THERMOMETER | ET-100A | 9354 | SCIAN | PM | 1 | 15
10350 | IN SERVICE | SOL9355 | ST MARY'S COMMUNITY HEALTH CAMPUS | COMMUNITY NURSING TEAM | THERMOMETER | ET-100A | 9355 | SCIAN | PM | 1 | 15
10351 | IN SERVICE | SOL9356 | ST MARY'S COMMUNITY HEALTH CAMPUS | COMMUNITY NURSING TEAM | THERMOMETER | ET-100A | 9356 | SCIAN | PM | 1 | 15
10352 | IN SERVICE | SOL9357 | ST MARY'S COMMUNITY HEALTH CAMPUS | COMMUNITY NURSING TEAM | BLOOD PRESSURE MONITOR | LIMPET | 19021136 | ACCOSON | PM | 1 | 8
10353 | IN SERVICE | SOL9358 | ST MARY'S COMMUNITY HEALTH CAMPUS | COMMUNITY NURSING TEAM | BLOOD PRESSURE MONITOR | LIMPET | 19030532 | ACCOSON | PM | 1 | 8
10354 | IN SERVICE | SOL9359 | ST MARY'S COMMUNITY HEALTH CAMPUS | COMMUNITY NURSING TEAM | BLOOD PRESSURE MONITOR | LIMPET | 19021135 | ACCOSON | PM | 1 | 8
10355 | IN SERVICE | SOL9360 | ST MARY'S COMMUNITY HEALTH CAMPUS | COMMUNITY NURSING TEAM | BLOOD PRESSURE MONITOR | LIMPET | 19021132 | ACCOSON | PM | 1 | 8
10356 | IN SERVICE | SOL9361 | ST MARY'S COMMUNITY HEALTH CAMPUS | COMMUNITY NURSING TEAM | BLOOD PRESSURE MONITOR | LIMPET | 19030543 | ACCOSON | PM | 1 | 8
10357 | IN SERVICE | SOL9362 | ST MARY'S COMMUNITY HEALTH CAMPUS | COMMUNITY NURSING TEAM | BLOOD PRESSURE MONITOR | LIMPET | 19030518 | ACCOSON | PM | 1 | 8
10358 | IN SERVICE | SOL9363 | ST MARY'S COMMUNITY HEALTH CAMPUS | COMMUNITY NURSING TEAM | BLOOD PRESSURE MONITOR | LIMPET | 19030544 | ACCOSON | PM | 1 | 8
10360 | IN SERVICE | SOL9365 | ST MARY'S COMMUNITY HEALTH CAMPUS | COMMUNITY NURSING TEAM | BLOOD PRESSURE MONITOR | LIMPET | 19021146 | ACCOSON | PM | 1 | 8
10361 | IN SERVICE | SOL9366 | ST MARY'S COMMUNITY HEALTH CAMPUS | COMMUNITY NURSING TEAM | BLOOD PRESSURE MONITOR | LIMPET | 19030524 | ACCOSON | PM | 1 | 8
10362 | IN SERVICE | SOL9367 | ST MARY'S COMMUNITY HEALTH CAMPUS | PORTSMOUTH REHAB AND REABLEMENT TEAM - PRRT | GLUCOMETER | FREESTYLE OPTIUM NEO | LBMY359S08123 | ABBOTS MEDICAL | ASSET ONLY | 1 | NOT TO BE PRICED
10363 | IN SERVICE | SOL9368 | ST MARY'S COMMUNITY HEALTH CAMPUS | PORTSMOUTH REHAB AND REABLEMENT TEAM - PRRT | GLUCOMETER | FREESTYLE OPTIUM NEO | LBMY358S08384 | ABBOTS MEDICAL | ASSET ONLY | 1 | NOT TO BE PRICED
10364 | IN SERVICE | SOL9369 | ST MARY'S COMMUNITY HEALTH CAMPUS | PORTSMOUTH REHAB AND REABLEMENT TEAM - PRRT | GLUCOMETER | FREESTYLE OPTIUM NEO | LBMY358S09099 | ABBOTS MEDICAL | ASSET ONLY | 1 | NOT TO BE PRICED
10365 | IN SERVICE | SOL9370 | ST MARY'S COMMUNITY HEALTH CAMPUS | PORTSMOUTH REHAB AND REABLEMENT TEAM - PRRT | GLUCOMETER | FREESTYLE OPTIUM NEO | LBMY358S08307 | ABBOTS MEDICAL | ASSET ONLY | 1 | NOT TO BE PRICED
10366 | IN SERVICE | SOL9371 | ST MARY'S COMMUNITY HEALTH CAMPUS | PORTSMOUTH REHAB AND REABLEMENT TEAM - PRRT | GLUCOMETER | FREESTYLE OPTIUM NEO | LBMY359S08101 | ABBOTS MEDICAL | ASSET ONLY | 1 | NOT TO BE PRICED
10367 | IN SERVICE | SOL9372 | ST MARY'S COMMUNITY HEALTH CAMPUS | PORTSMOUTH REHAB AND REABLEMENT TEAM - PRRT | GLUCOMETER | FREESTYLE OPTIUM NEO | LBMY358S08500 | ABBOTS MEDICAL | ASSET ONLY | 1 | NOT TO BE PRICED
10368 | IN SERVICE | SOL9373 | ST MARY'S COMMUNITY HEALTH CAMPUS | PORTSMOUTH REHAB AND REABLEMENT TEAM - PRRT | GLUCOMETER | FREESTYLE OPTIUM NEO | LBMY358S09100 | ABBOTS MEDICAL | ASSET ONLY | 1 | NOT TO BE PRICED
10369 | IN SERVICE | SOL9374 | ST MARY'S COMMUNITY HEALTH CAMPUS | PORTSMOUTH REHAB AND REABLEMENT TEAM - PRRT | GLUCOMETER | FREESTYLE OPTIUM NEO | LBMY358S08374 | ABBOTS MEDICAL | ASSET ONLY | 1 | NOT TO BE PRICED
10370 | IN SERVICE | SOL9375 | GOSPORT WAR MEMORIAL HOSPITAL | PODIATRY-CLINIC 1 | DOPPLER | D900 | D900X0550420-02 | HUNTLEIGH HEALTHCARE | PM | 1 | 30
10373 | IN SERVICE | SOL9378 | BITTERNE HEALTH CENTRE | DENTAL-DENTAL CLINIC | DENTAL CURING LIGHT | SMARTLITE PS | 08891446 | DENTSPLY | OEM-AIH | 1 | 15
10374 | IN SERVICE | SOL9379 | BATTENBURG AVENUE CLINIC | CHILDREN COMMUNITY NURSING-CHILD NURSING | ASPIRATOR | LSU | 78111971270 | LAERDAL MEDICAL | PM | 1 | 25
10376 | IN SERVICE | SOL9381 | OAK PARK COMMUNITY CLINIC | SEXUAL HEALTH | LIGHT-EXAMINATION | NONE | 9381 | KAWE LTD | PM | 1 | 10
10377 | IN SERVICE | SOL9382 | BATTENBURG AVENUE CLINIC | CHILDREN COMMUNITY NURSING-CHILD NURSING | ASPIRATOR | LSU | 78111971257 | LAERDAL MEDICAL | PM | 1 | 25
10378 | IN SERVICE | SOL9383 | BATTENBURG AVENUE CLINIC | CHILDREN COMMUNITY NURSING-CHILD NURSING | ASPIRATOR | LSU | 78091970988 | LAERDAL MEDICAL | PM | 1 | 25
10381 | IN SERVICE | SOL9386 | ADELAIDE HEALTH CENTRE | CHILDREN COMMUNITY NURSING TEAM-LEVEL 2 | NEBULISER | INNOSPIRE DELUXE | 159913 | PHILIPS HEALTHCARE | PM | 1 | 15
10382 | IN SERVICE | SOL9387 | ADELAIDE HEALTH CENTRE | CHILDREN COMMUNITY NURSING TEAM-LEVEL 2 | VENTILATOR | NIPPY JUNIOR+ | 2017-28456 | BREAS MEDICAL | PM | 1 | 250
10383 | IN SERVICE | SOL9388 | MILLBROOK HEALTHCARE | CLINICAL ADVISORY TEAM TVN-UNIT 12 | GLUCOMETER | OPTIUM XCEED | XCB216-3282 | ABBOTS MEDICAL | ASSET ONLY | 1 | NOT TO BE PRICED
10384 | IN SERVICE | SOL9389 | MILLBROOK HEALTHCARE | CLINICAL ADVISORY TEAM TVN-UNIT 12 | DOPPLER | DOPPLEX DMX RATP | 772A200619418 | HUNTLEIGH HEALTHCARE | PM | 1 | 30
10385 | IN SERVICE | SOL9390 | MILLBROOK HEALTHCARE | CLINICAL ADVISORY TEAM TVN-UNIT 12 | SPHYGMOMANOMETER | SHOCK RESISTANT | 170608142257 | WELCH ALLYN | PM | 1 | 8
10386 | IN SERVICE | SOL9391 | MILLBROOK HEALTHCARE | CLINICAL ADVISORY TEAM TVN-UNIT 12 | PRESSURE MAPPING DEVICE | NONE | 9391 | XSENSOR TECHNONOLOGY | PM | 1 | 90
10387 | IN SERVICE | SOL9392 | QUEEN ALEXANDRA HOSPITAL | REHABILITATION CENTRE-PHYSIOTHERAPY | GLUCOMETER | SD CODE FREE | M03TC03AH4092 | SD BIOSENSOR | ASSET ONLY | 1 | NOT TO BE PRICED
10388 | IN SERVICE | SOL9394 | BITTERNE HEALTH CENTRE | EAST COMMUNITY INDEPENDENCE TEAM-WESTWOOD HOUSE | BLOOD PRESSURE MONITOR | UA-767 | 5190301388 | A&D INSTRUMENTS | PM | 1 | 8
10389 | IN SERVICE | SOL9395 | OAK PARK COMMUNITY CLINIC | PODIATRY-PODIATRY CLINIC | THERMOMETER | BK8005 | 9395 | PROACT MEDICAL | PM | 1 | 15
10390 | IN SERVICE | SOL9397 | BITTERNE HEALTH CENTRE | COMMUNITY NURSING TEAM | PULSE OXIMETER-FINGER | 9006368 | 182615900112 | HENRY SCHEIN | PM | 1 | 15
10391 | IN SERVICE | SOL9398 | ROYAL SOUTH HANTS HOSPITAL | COMMUNITY NURSING TEAM | PULSE OXIMETER-FINGER | 9006368 | 182415900501 | HENRY SCHEIN | PM | 1 | 15
10392 | IN SERVICE | SOL9399 | BITTERNE HEALTH CENTRE | COMMUNITY NURSING TEAM | PULSE OXIMETER-FINGER | 9006368 | 182415900947 | HENRY SCHEIN | PM | 1 | 15
10393 | IN SERVICE | SOL9400 | BITTERNE HEALTH CENTRE | COMMUNITY NURSING TEAM | PULSE OXIMETER-FINGER | 9006368 | 182415900629 | HENRY SCHEIN | PM | 1 | 15
10394 | IN SERVICE | SOL9401 | BITTERNE HEALTH CENTRE | COMMUNITY NURSING TEAM | PULSE OXIMETER-FINGER | 9006368 | 182415900924 | HENRY SCHEIN | PM | 1 | 15
10395 | IN SERVICE | SOL9402 | BITTERNE HEALTH CENTRE | COMMUNITY NURSING TEAM | PULSE OXIMETER-FINGER | 9006368 | 182415900948 | HENRY SCHEIN | PM | 1 | 15
10396 | IN SERVICE | SOL9403 | ROYAL SOUTH HANTS HOSPITAL | COMMUNITY NURSING TEAM | PULSE OXIMETER-FINGER | 9006368 | 180315900489 | HENRY SCHEIN | PM | 1 | 15
10397 | IN SERVICE | SOL9404 | BITTERNE HEALTH CENTRE | COMMUNITY NURSING TEAM | PULSE OXIMETER-FINGER | 9006368 | 182415900775 | HENRY SCHEIN | PM | 1 | 15
10398 | IN SERVICE | SOL9405 | BITTERNE HEALTH CENTRE | COMMUNITY NURSING TEAM | PULSE OXIMETER-FINGER | 9006368 | 182415900780 | HENRY SCHEIN | PM | 1 | 15
10399 | IN SERVICE | SOL9406 | BITTERNE HEALTH CENTRE | COMMUNITY NURSING TEAM | PULSE OXIMETER-FINGER | 9006368 | 182415900652 | HENRY SCHEIN | PM | 1 | 15
10400 | IN SERVICE | SOL9407 | BITTERNE HEALTH CENTRE | COMMUNITY NURSING TEAM | OTOSCOPE | 901026 | 9407 | WELCH ALLYN | PM | 1 | 5
10401 | IN SERVICE | SOL9408 | BITTERNE HEALTH CENTRE | COMMUNITY NURSING TEAM | THERMOMETER | THERMOSCAN IRT 6020 | 18318K02289 | BRAUN | PM | 1 | 15
10402 | IN SERVICE | SOL9409 | BITTERNE HEALTH CENTRE | COMMUNITY NURSING TEAM | THERMOMETER | THERMOSCAN IRT 6020 | 18318K35706 | BRAUN | PM | 1 | 15
10403 | IN SERVICE | SOL9410 | BITTERNE HEALTH CENTRE | COMMUNITY NURSING TEAM | THERMOMETER | THERMOSCAN IRT 6020 | 18318K32580 | BRAUN | PM | 1 | 15
10404 | IN SERVICE | SOL9411 | BITTERNE HEALTH CENTRE | COMMUNITY NURSING TEAM | THERMOMETER | THERMOSCAN IRT 6020 | 18318K35409 | BRAUN | PM | 1 | 15
10405 | IN SERVICE | SOL9412 | BITTERNE HEALTH CENTRE | COMMUNITY NURSING TEAM | THERMOMETER | THERMOSCAN IRT 6020 | 18318K37500 | BRAUN | PM | 1 | 15
10406 | IN SERVICE | SOL9413 | BITTERNE HEALTH CENTRE | COMMUNITY NURSING TEAM | THERMOMETER | THERMOSCAN IRT 6020 | 18318K40089 | BRAUN | PM | 1 | 15
10407 | IN SERVICE | SOL9414 | BITTERNE HEALTH CENTRE | COMMUNITY NURSING TEAM | THERMOMETER | THERMOSCAN IRT 6020 | 18518K38021 | BRAUN | PM | 1 | 15
10408 | IN SERVICE | SOL9415 | BITTERNE HEALTH CENTRE | COMMUNITY NURSING TEAM | THERMOMETER | THERMOSCAN IRT 6020 | 18318K35205 | BRAUN | PM | 1 | 15
10409 | IN SERVICE | SOL9416 | BITTERNE HEALTH CENTRE | COMMUNITY NURSING TEAM | THERMOMETER | THERMOSCAN IRT 6020 | 18318K40272 | BRAUN | PM | 1 | 15
10410 | IN SERVICE | SOL9417 | BITTERNE HEALTH CENTRE | COMMUNITY NURSING TEAM | THERMOMETER | THERMOSCAN IRT 6020 | 18518K45693 | BRAUN | PM | 1 | 15
10411 | IN SERVICE | SOL9418 | BITTERNE HEALTH CENTRE | COMMUNITY NURSING TEAM | BLOOD PRESSURE MONITOR | DS5401-189 | 180903202459 | WELCH ALLYN | PM | 1 | 8
10412 | IN SERVICE | SOL9419 | BITTERNE HEALTH CENTRE | COMMUNITY NURSING TEAM | BLOOD PRESSURE MONITOR | DS5401-189 | 181211122748 | WELCH ALLYN | PM | 1 | 8
10413 | IN SERVICE | SOL9420 | BITTERNE HEALTH CENTRE | COMMUNITY NURSING TEAM | BLOOD PRESSURE MONITOR | DS5401-189 | 181211122259 | WELCH ALLYN | PM | 1 | 8
10414 | IN SERVICE | SOL9421 | BITTERNE HEALTH CENTRE | COMMUNITY NURSING TEAM | BLOOD PRESSURE MONITOR | DS5401-189 | 180903202319 | WELCH ALLYN | PM | 1 | 8
10415 | IN SERVICE | SOL9422 | BITTERNE HEALTH CENTRE | COMMUNITY NURSING TEAM | BLOOD PRESSURE MONITOR | DS5401-189 | 181121200338 | WELCH ALLYN | PM | 1 | 8
10416 | IN SERVICE | SOL9423 | BITTERNE HEALTH CENTRE | COMMUNITY NURSING TEAM | BLOOD PRESSURE MONITOR | DS5401-189 | 181211113419 | WELCH ALLYN | PM | 1 | 8
10417 | IN SERVICE | SOL9424 | BITTERNE HEALTH CENTRE | COMMUNITY NURSING TEAM | BLOOD PRESSURE MONITOR | DS5401-189 | 181122014337 | WELCH ALLYN | PM | 1 | 8
10418 | IN SERVICE | SOL9425 | BITTERNE HEALTH CENTRE | COMMUNITY NURSING TEAM | BLOOD PRESSURE MONITOR | DS5401-189 | 181122014558 | WELCH ALLYN | PM | 1 | 8
10419 | IN SERVICE | SOL9426 | BITTERNE HEALTH CENTRE | COMMUNITY NURSING TEAM | BLOOD PRESSURE MONITOR | DS5401-189 | 181122033249 | WELCH ALLYN | PM | 1 | 8
10420 | IN SERVICE | SOL9427 | BITTERNE HEALTH CENTRE | COMMUNITY NURSING TEAM | BLOOD PRESSURE MONITOR | DS5401-189 | 181122023558 | WELCH ALLYN | PM | 1 | 8
10421 | IN SERVICE | SOL9428 | BITTERNE HEALTH CENTRE | COMMUNITY NURSING TEAM | PULSE OXIMETER-FINGER | MD300C2 | 171002000841 | BEIJING CHOICE ELECTRONICS | PM | 1 | 15
10422 | IN SERVICE | SOL9430 | BITTERNE HEALTH CENTRE | COMMUNITY NURSING TEAM | BLOOD PRESSURE MONITOR | ANEROID | 140600060 | ACCOSON | PM | 1 | 8
10423 | IN SERVICE | SOL9431 | HYTHE HOSPITAL | DENTAL-DENTAL CLINIC | DENTAL CURING LIGHT | OPTIMA 10 | L1850320H2 | BA INTERNATIONAL | OEM-AIH | 1 | 15
10424 | IN SERVICE | SOL9432 | JUBILEE HOUSE | INPATIENT UNIT-END OF LIFE CARE | WHEELCHAIR | U9H1917BLK12MSF | U9H192019032038 | SUNRISE MEDICAL | PM | 1 | 20
10425 | IN SERVICE | SOL9433 | JUBILEE HOUSE | INPATIENT UNIT-END OF LIFE CARE | WHEELCHAIR | U9H1917BLK12MSF | U9H192019032042 | SUNRISE MEDICAL | PM | 1 | 20
10426 | IN SERVICE | SOL9434 | JUBILEE HOUSE | INPATIENT UNIT-END OF LIFE CARE | WHEELCHAIR | U9H1917BLK12MSF | U9H192019032034 | SUNRISE MEDICAL | PM | 1 | 20
10427 | IN SERVICE | SOL9435 | JUBILEE HOUSE | INPATIENT UNIT-END OF LIFE CARE | WHEELCHAIR | U9H1917BLK12MSF | U9H192019032032 | SUNRISE MEDICAL | PM | 1 | 20
10428 | IN SERVICE | SOL9436 | JUBILEE HOUSE | INPATIENT UNIT-END OF LIFE CARE | WHEELCHAIR | U9H1917BLK12MSF | U9H192019032010 | SUNRISE MEDICAL | PM | 1 | 20
10429 | IN SERVICE | SOL9437 | JUBILEE HOUSE | INPATIENT UNIT-END OF LIFE CARE | WHEELCHAIR | U9H1917BLK12MSF | U9H192019032011 | SUNRISE MEDICAL | PM | 1 | 20
10430 | IN SERVICE | SOL9438 | JUBILEE HOUSE | INPATIENT UNIT-END OF LIFE CARE | WHEELCHAIR | U9H1917BLK12MSF | U9H192019032036 | SUNRISE MEDICAL | PM | 1 | 20
10431 | IN SERVICE | SOL9439 | JUBILEE HOUSE | INPATIENT UNIT-END OF LIFE CARE | WHEELCHAIR | U9H1917BLK12MSF | U9H192019032016 | SUNRISE MEDICAL | PM | 1 | 20
10432 | IN SERVICE | SOL9441 | ADELAIDE HEALTH CENTRE | SITE SERVICES-CORRIDOR | PLINTH | 3 SECTION | 9441 | SUNFLOWER MEDICAL | PM | 1 | 35
10433 | IN SERVICE | SOL9442 | BROADCAST HOUSE | COMMUNITY NURSING TEAM | NEBULISER | PORTA-NEB | 09A7470282 | PHILIPS HEALTHCARE | PM | 1 | 15
10434 | IN SERVICE | SOL9443 | ST MARY'S COMMUNITY HEALTH CAMPUS | THE TURNER CENTRE-HOME OXYGEN TEAM | BLOOD GAS ANALYSER | EPOC HOST | 17317521400277 | ALERE | PM | 1 | 750
10435 | IN SERVICE | SOL9444 | CHASE COMMUNITY HOSPITAL | SEXUAL HEALTH | PLINTH | SM85930-230T-3WF | 61843 | SEERS MEDICAL | PM | 1 | 35
10436 | IN SERVICE | SOL9445 | OAK PARK COMMUNITY CLINIC | PODIATRY-PODIATRY CLINIC | FOOT TREATMENT MACHINE-PODIATRY/CHIROPODY | HADEWE SB | 7046 | HADEWE | PM | 1 | 45
10437 | IN SERVICE | SOL9446 | ALTON HEALTH CENTRE | SEXUAL HEALTH | SCALES | 760 | 2760031129486 | SECA LTD | PM | 1 | 15
10438 | IN SERVICE | SOL9447 | ALTON HEALTH CENTRE | SEXUAL HEALTH | BLOOD PRESSURE MONITOR | M6 COMFORT | 20120103891VG | OMRON HEALTHCARE | PM | 1 | 8
10439 | IN SERVICE | SOL9448 | ADELAIDE HEALTH CENTRE | CHILDREN COMMUNITY NURSING TEAM-LEVEL 2 | VENTILATOR | TRILOGY 100 | TV11703224E | PHILIPS HEALTHCARE | PM | 1 | 799
10440 | IN SERVICE | SOL9449 | ROYAL SOUTH HANTS HOSPITAL | COMMUNITY PAEDIATRIC MEDICAL SERVICES | OTOSCOPE | STANDARD | 210357 | KEELER | PM | 1 | 5
10441 | IN SERVICE | SOL9450 | ADELAIDE HEALTH CENTRE | CHILDREN COMMUNITY NURSING TEAM-LEVEL 2 | PULSE OXIMETER-HANDHELD | RAD 8 | 1904 | MASIMO | PM | 1 | 55
10442 | IN SERVICE | SOL9451 | ADELAIDE HEALTH CENTRE | CHILDREN COMMUNITY NURSING TEAM-LEVEL 2 | ASPIRATOR | LSU | 78151972259 | LAERDAL MEDICAL | PM | 1 | 25
10443 | IN SERVICE | SOL9452 | JUBILEE HOUSE | INPATIENT UNIT-END OF LIFE CARE | SCALE-CHAIR | DP3810/M-200 | 21805901 | MARSDEN | PM | 1 | 15
10444 | IN SERVICE | SOL9453 | ST MARY'S COMMUNITY HEALTH CAMPUS | PHYSIOTHERAPY-PHYSIOTHERAPY ROOM | BLOOD PRESSURE MONITOR | M6 AC | 20160501531VG | OMRON HEALTHCARE | PM | 1 | 8
10445 | IN SERVICE | SOL9454 | ST MARY'S COMMUNITY HEALTH CAMPUS | PHYSIOTHERAPY-PHYSIOTHERAPY ROOM | SCALES | 875 | 5875137188884 | SECA LTD | PM | 1 | 15
10446 | IN SERVICE | SOL9455 | BITTERNE HEALTH CENTRE | COMMUNITY NURSING TEAM | BLOOD PRESSURE MONITOR | NONE | 1800700289 | HENRY SCHEIN | PM | 1 | 8
10447 | IN SERVICE | SOL9456 | BITTERNE HEALTH CENTRE | COMMUNITY NURSING TEAM | THERMOMETER | THERMOSCAN IRT 6020 | 22916K45228 | BRAUN | PM | 1 | 15
10448 | IN SERVICE | SOL9457 | BITTERNE HEALTH CENTRE | COMMUNITY NURSING TEAM | THERMOMETER | THERMOSCAN IRT 6020 | 22916K31417 | BRAUN | PM | 1 | 15
10449 | IN SERVICE | SOL9458 | BROADCAST HOUSE | COMMUNITY NURSING TEAM | THERMOMETER | THERMOSCAN IRT 6020 | 25816K40529 | BRAUN | PM | 1 | 15
10450 | IN SERVICE | SOL9459 | ROYAL SOUTH HANTS HOSPITAL | COMMUNITY NURSING TEAM | PULSE OXIMETER-FINGER | 9006368 | 182415901117 | HENRY SCHEIN | PM | 1 | 15
10451 | IN SERVICE | SOL9460 | ROYAL SOUTH HANTS HOSPITAL | COMMUNITY NURSING TEAM | PULSE OXIMETER-FINGER | 9006368 | 182415901170 | HENRY SCHEIN | PM | 1 | 15
10452 | IN SERVICE | SOL9461 | BITTERNE HEALTH CENTRE | COMMUNITY NURSING TEAM | PULSE OXIMETER-FINGER | 9006368 | 182615900721 | HENRY SCHEIN | PM | 1 | 15
10453 | IN SERVICE | SOL9462 | BITTERNE HEALTH CENTRE | COMMUNITY NURSING TEAM | BLOOD PRESSURE MONITOR | DS5401-300 | 190211145858 | WELCH ALLYN | PM | 1 | 8
10454 | IN SERVICE | SOL9463 | BROADCAST HOUSE | COMMUNITY NURSING TEAM | BLOOD PRESSURE MONITOR | DS5401-300 | 190212220007 | WELCH ALLYN | PM | 1 | 8
10455 | IN SERVICE | SOL9464 | BITTERNE HEALTH CENTRE | COMMUNITY NURSING TEAM | BLOOD PRESSURE MONITOR | DS5401-300 | 190211150429 | WELCH ALLYN | PM | 1 | 8
10456 | IN SERVICE | SOL9465 | BITTERNE HEALTH CENTRE | COMMUNITY NURSING TEAM | EAR IRRIGATOR | PROPULSE NG | 19-2597/2010 | MIRAGE HEALTH | PM | 1 | 30
10458 | IN SERVICE | SOL9467 | ROMSEY HOSPITAL | SEXUAL HEALTH | MICROSCOPE | NONE | 529878 | NIKON UK LTD | OEM-CONTRACT PM | 1 | 95
10459 | IN SERVICE | SOL9468 | ROMSEY HOSPITAL | SEXUAL HEALTH | HOT PLATE | US150 | R610001959 | STUART SCIENTIFIC | PM | 1 | 20
10460 | IN SERVICE | SOL9469 | ST JAMES HOSPITAL | THE LIMES-BROOKER UNIT | MATTRESS PUMP | SR353 | SN2G122835 | CARILEX MEDICAL | PM | 1 | 45
10468 | IN SERVICE | SOL9477 | ROYAL SOUTH HANTS HOSPITAL | OCCUPATIONAL HEALTH-BRAMBLES BUNGALOW | SCALES | 835 | 8813226130442 | SECA LTD | PM | 1 | 15
10471 | IN SERVICE | SOL9480 | ADELAIDE HEALTH CENTRE | CHILDREN COMMUNITY NURSING TEAM-LEVEL 2 | PULSE OXIMETER-HANDHELD | RAD 8 | M175195 | MASIMO | PM | 1 | 55
10472 | IN SERVICE | SOL9481 | ADELAIDE HEALTH CENTRE | CHILDREN COMMUNITY NURSING TEAM-LEVEL 2 | PULSE OXIMETER-HANDHELD | RAD 8 | M175335 | MASIMO | PM | 1 | 55
10473 | IN SERVICE | SOL9482 | ADELAIDE HEALTH CENTRE | TISSUE VIABILITY SERVICE-CLINIC ROOM | DOPPLER | DOPPLEX DMX RATP | 772A200794619 | HUNTLEIGH HEALTHCARE | PM | 1 | 30
10474 | IN SERVICE | SOL9483 | ADELAIDE HEALTH CENTRE | TISSUE VIABILITY SERVICE-CLINIC ROOM | BLOOD PRESSURE MONITOR | DS 6501-300 | 190311152227 | WELCH ALLYN | PM | 1 | 8
10475 | IN SERVICE | SOL9484 | ADELAIDE HEALTH CENTRE | TISSUE VIABILITY SERVICE-CLINIC ROOM | DOPPLER | DOPPLEX DMX RATP | 772A200793619 | HUNTLEIGH HEALTHCARE | PM | 1 | 30
10476 | IN SERVICE | SOL9485 | ADELAIDE HEALTH CENTRE | TISSUE VIABILITY SERVICE-CLINIC ROOM | BLOOD PRESSURE MONITOR | DS 6501-300 | 190319083758 | WELCH ALLYN | PM | 1 | 8
10477 | IN SERVICE | SOL9486 | JUBILEE HOUSE | INPATIENT UNIT-END OF LIFE CARE | BLOOD PRESSURE MONITOR | ACCOSON | 19060423 | ACCOSON | PM | 1 | 8
10478 | IN SERVICE | SOL9487 | JUBILEE HOUSE | INPATIENT UNIT-END OF LIFE CARE | BLOOD PRESSURE MONITOR | ACCOSON | 19060415 | ACCOSON | PM | 1 | 8
10479 | IN SERVICE | SOL9501 | BITTERNE HEALTH CENTRE | COMMUNITY NURSING TEAM | GLUCOMETER | SD CODE FREE | M03TE02AA0995 | SD BIOSENSOR | ASSET ONLY | 1 | NOT TO BE PRICED
10480 | IN SERVICE | SOL9502 | BITTERNE HEALTH CENTRE | COMMUNITY NURSING TEAM | GLUCOMETER | SD CODE FREE | M03TE02AA1042 | SD BIOSENSOR | ASSET ONLY | 1 | NOT TO BE PRICED
10481 | IN SERVICE | SOL9503 | BITTERNE HEALTH CENTRE | COMMUNITY NURSING TEAM | GLUCOMETER | SD CODE FREE | M03TE02AA1001 | SD BIOSENSOR | ASSET ONLY | 1 | NOT TO BE PRICED
10482 | IN SERVICE | SOL9504 | BITTERNE HEALTH CENTRE | COMMUNITY NURSING TEAM | GLUCOMETER | SD CODE FREE | M03TE02AA1038 | SD BIOSENSOR | ASSET ONLY | 1 | NOT TO BE PRICED
10483 | IN SERVICE | SOL9505 | BITTERNE HEALTH CENTRE | COMMUNITY NURSING TEAM | GLUCOMETER | SD CODE FREE | M03TE02AA1002 | SD BIOSENSOR | ASSET ONLY | 1 | NOT TO BE PRICED
10484 | IN SERVICE | SOL9506 | BITTERNE HEALTH CENTRE | COMMUNITY NURSING TEAM | GLUCOMETER | SD CODE FREE | M03TE02AA1039 | SD BIOSENSOR | ASSET ONLY | 1 | NOT TO BE PRICED
10485 | IN SERVICE | SOL9507 | BITTERNE HEALTH CENTRE | COMMUNITY NURSING TEAM | GLUCOMETER | SD CODE FREE | M03TE02AA1007 | SD BIOSENSOR | ASSET ONLY | 1 | NOT TO BE PRICED
10486 | IN SERVICE | SOL9508 | BITTERNE HEALTH CENTRE | COMMUNITY NURSING TEAM | GLUCOMETER | SD CODE FREE | M03TE02AA1040 | SD BIOSENSOR | ASSET ONLY | 1 | NOT TO BE PRICED
10487 | IN SERVICE | SOL9509 | BITTERNE HEALTH CENTRE | COMMUNITY NURSING TEAM | SPHYGMOMANOMETER | SHOCK RESISTANT | 160606063817 | WELCH ALLYN | PM | 1 | 8
10488 | IN SERVICE | SOL9510 | BITTERNE HEALTH CENTRE | COMMUNITY NURSING TEAM | PULSE OXIMETER-FINGER | 9006368 | 154419900415 | HENRY SCHEIN | PM | 1 | 15
10489 | IN SERVICE | SOL9511 | BITTERNE HEALTH CENTRE | COMMUNITY NURSING TEAM | BLOOD PRESSURE MONITOR | M2BASIC | 20170776359VG | OMRON HEALTHCARE | PM | 1 | 8
10490 | IN SERVICE | SOL9512 | BITTERNE HEALTH CENTRE | COMMUNITY NURSING TEAM | PULSE OXIMETER-FINGER | 9006368 | 154419901006 | HENRY SCHEIN | PM | 1 | 15
10491 | IN SERVICE | SOL9513 | BITTERNE HEALTH CENTRE | COMMUNITY NURSING TEAM | PULSE OXIMETER | NONE | NOTFOUND | NONE | PM | 1 | 15
10492 | IN SERVICE | SOL9514 | BITTERNE HEALTH CENTRE | COMMUNITY NURSING TEAM | THERMOMETER | THERMOSCAN | 18215K41867 | BRAUN | PM | 1 | 15
10493 | IN SERVICE | SOL9515 | BROADCAST HOUSE | COMMUNITY NURSING TEAM | SCALES | 877 | 5877068143694 | SECA LTD | PM | 1 | 15
10494 | IN SERVICE | SOL9516 | BROADCAST HOUSE | COMMUNITY NURSING TEAM | THERMOMETER | THERMOSCAN | 18318K01385 | BRAUN | PM | 1 | 15
10495 | IN SERVICE | SOL9517 | BROADCAST HOUSE | COMMUNITY NURSING TEAM | SPHYGMOMANOMETER | SHOCK RESISTANT | 160614224047 | WELCH ALLYN | PM | 1 | 8
10496 | IN SERVICE | SOL9518 | BROADCAST HOUSE | COMMUNITY NURSING TEAM | SPHYGMOMANOMETER | SHOCK RESISTANT | 110319102252 | WELCH ALLYN | PM | 1 | 8
10497 | IN SERVICE | SOL9519 | BROADCAST HOUSE | COMMUNITY NURSING TEAM | PULSE OXIMETER-FINGER | 9006368 | 152319901122 | HENRY SCHEIN | PM | 1 | 15
10498 | IN SERVICE | SOL9520 | BROADCAST HOUSE | COMMUNITY NURSING TEAM | THERMOMETER | THERMOSCAN | 10618K44440 | BRAUN | PM | 1 | 15
10499 | IN SERVICE | SOL9521 | BROADCAST HOUSE | COMMUNITY NURSING TEAM | PULSE OXIMETER-FINGER | 9006368 | 154419900326 | HENRY SCHEIN | PM | 1 | 15
10500 | IN SERVICE | SOL9522 | BROADCAST HOUSE | COMMUNITY NURSING TEAM | THERMOMETER | THERMOSCAN | 14715K41395 | BRAUN | PM | 1 | 15
10501 | IN SERVICE | SOL9523 | BROADCAST HOUSE | COMMUNITY NURSING TEAM | THERMOMETER | THERMOSCAN | 21115K35541 | BRAUN | PM | 1 | 15
10502 | IN SERVICE | SOL9524 | BROADCAST HOUSE | COMMUNITY NURSING TEAM | PULSE OXIMETER-FINGER | 9006368 | 154419900399 | HENRY SCHEIN | PM | 1 | 15
10503 | IN SERVICE | SOL9525 | BROADCAST HOUSE | COMMUNITY NURSING TEAM | THERMOMETER | THERMOSCAN | 18318K36910 | BRAUN | PM | 1 | 15
10504 | IN SERVICE | SOL9526 | BROADCAST HOUSE | COMMUNITY NURSING TEAM | PULSE OXIMETER-FINGER | 9006368 | 152319900333 | HENRY SCHEIN | PM | 1 | 15
10505 | IN SERVICE | SOL9527 | CROWN HEIGHTS | SEXUAL HEALTH | THERMOMETER | THERMOSCAN | 29013K08275 | BRAUN | PM | 1 | 15
10506 | IN SERVICE | SOL9528 | BITTERNE HEALTH CENTRE | COMMUNITY NURSING TEAM | PULSE OXIMETER-FINGER | 9006368 | 180315900169 | HENRY SCHEIN | PM | 1 | 15
10507 | IN SERVICE | SOL9529 | BITTERNE HEALTH CENTRE | COMMUNITY NURSING TEAM | BLOOD PRESSURE MONITOR | M2BASIC | 20180932487VG | OMRON HEALTHCARE | PM | 1 | 8
10508 | IN SERVICE | SOL9530 | BITTERNE HEALTH CENTRE | COMMUNITY NURSING TEAM | THERMOMETER | THERMOSCAN | 10618K44727 | BRAUN | PM | 1 | 15
10509 | IN SERVICE | SOL9531 | BITTERNE HEALTH CENTRE | COMMUNITY NURSING TEAM | GLUCOMETER | SD CODE FREE | M03TE02AA0973 | SD BIOSENSOR | ASSET ONLY | 1 | NOT TO BE PRICED
10510 | IN SERVICE | SOL9532 | BITTERNE HEALTH CENTRE | COMMUNITY NURSING TEAM | GLUCOMETER | SD CODE FREE | M03TE02AA0980 | SD BIOSENSOR | ASSET ONLY | 1 | NOT TO BE PRICED
10511 | IN SERVICE | SOL9533 | BITTERNE HEALTH CENTRE | COMMUNITY NURSING TEAM | GLUCOMETER | SD CODE FREE | M03TE02AA0974 | SD BIOSENSOR | ASSET ONLY | 1 | NOT TO BE PRICED
10512 | IN SERVICE | SOL9534 | BITTERNE HEALTH CENTRE | COMMUNITY NURSING TEAM | GLUCOMETER | SD CODE FREE | M03TE02AA0981 | SD BIOSENSOR | ASSET ONLY | 1 | NOT TO BE PRICED
10513 | IN SERVICE | SOL9535 | BITTERNE HEALTH CENTRE | COMMUNITY NURSING TEAM | GLUCOMETER | SD CODE FREE | M03TE02AA0979 | SD BIOSENSOR | ASSET ONLY | 1 | NOT TO BE PRICED
10514 | IN SERVICE | SOL9536 | BITTERNE HEALTH CENTRE | COMMUNITY NURSING TEAM | GLUCOMETER | SD CODE FREE | M03TE02AA0978 | SD BIOSENSOR | ASSET ONLY | 1 | NOT TO BE PRICED
10515 | IN SERVICE | SOL9537 | BITTERNE HEALTH CENTRE | COMMUNITY NURSING TEAM | GLUCOMETER | SD CODE FREE | M03TE02AA0975 | SD BIOSENSOR | ASSET ONLY | 1 | NOT TO BE PRICED
10516 | IN SERVICE | SOL9538 | BITTERNE HEALTH CENTRE | COMMUNITY NURSING TEAM | GLUCOMETER | SD CODE FREE | M03TE02AA0987 | SD BIOSENSOR | ASSET ONLY | 1 | NOT TO BE PRICED
10517 | IN SERVICE | SOL9539 | BITTERNE HEALTH CENTRE | COMMUNITY NURSING TEAM | GLUCOMETER | SD CODE FREE | M03TE02AA0971 | SD BIOSENSOR | ASSET ONLY | 1 | NOT TO BE PRICED
10518 | IN SERVICE | SOL9540 | BITTERNE HEALTH CENTRE | COMMUNITY NURSING TEAM | GLUCOMETER | SD CODE FREE | M03TE02AA0972 | SD BIOSENSOR | ASSET ONLY | 1 | NOT TO BE PRICED
10519 | IN SERVICE | SOL9541 | BITTERNE HEALTH CENTRE | COMMUNITY NURSING TEAM | BLOOD PRESSURE MONITOR | SK | 04012338 | WELCH ALLYN | PM | 1 | 8
10520 | IN SERVICE | SOL9542 | HYTHE HOSPITAL | COMMUNITY PAEDIATRIC MEDICAL SERVICES | BLOOD PRESSURE MONITOR | M6 COMFORT | 20120200215VG | OMRON HEALTHCARE | PM | 1 | 8
10521 | IN SERVICE | SOL9543 | HYTHE HOSPITAL | COMMUNITY PAEDIATRIC MEDICAL SERVICES | BLOOD PRESSURE MONITOR | M6 INTELLISENCE | 20120200214VG | OMRON HEALTHCARE | PM | 1 | 8
10522 | IN SERVICE | SOL9544 | HYTHE HOSPITAL | COMMUNITY PAEDIATRIC MEDICAL SERVICES | BLOOD PRESSURE MONITOR | ACCOSON | 9544 | ACCOSON | PM | 1 | 8
10523 | IN SERVICE | SOL9545 | HYTHE HOSPITAL | COMMUNITY PAEDIATRIC MEDICAL SERVICES | DIAGNOSTIC SET | NONE | 234620 | KEELER | PM | 1 | 5
10524 | IN SERVICE | SOL9546 | HYTHE HOSPITAL | COMMUNITY PAEDIATRIC MEDICAL SERVICES | STADIOMETER | NONE | 9546 | SECA LTD | INSPECTION ONLY | 1 | 15
10525 | IN SERVICE | SOL9547 | THORNHILL CENTRE FOR HEALTHY LIVING | COMMUNITY PAEDIATRIC MEDICAL SERVICES | BLOOD PRESSURE MONITOR | ACCOSON | 9547 | ACCOSON | PM | 1 | 8
10526 | IN SERVICE | SOL9549 | HYTHE HOSPITAL | COMMUNITY PAEDIATRIC MEDICAL SERVICES | LIGHT SOURCE | UV59 | 9549 | BOVIE MEDICAL | PM | 1 | 10
10527 | IN SERVICE | SOL9550 | ROYAL SOUTH HANTS HOSPITAL | SEXUAL HEALTH | BLOOD PRESSURE MONITOR | M6 INTELLISENCE | 20170208127VG | OMRON HEALTHCARE | PM | 1 | 8
10528 | IN SERVICE | SOL9551 | ROYAL SOUTH HANTS HOSPITAL | SEXUAL HEALTH | BLOOD PRESSURE MONITOR | UA-767 | 5071101637 | A&D INSTRUMENTS | PM | 1 | 8
10529 | IN SERVICE | SOL9552 | ROYAL SOUTH HANTS HOSPITAL | SEXUAL HEALTH | BLOOD PRESSURE MONITOR | UA-767 | 5060800204 | A&D INSTRUMENTS | PM | 1 | 8
10530 | IN SERVICE | SOL9553 | ROYAL SOUTH HANTS HOSPITAL | SEXUAL HEALTH | BLOOD PRESSURE MONITOR | UA-767 | 5060800193 | A&D INSTRUMENTS | PM | 1 | 8
10531 | IN SERVICE | SOL9554 | ROYAL SOUTH HANTS HOSPITAL | SEXUAL HEALTH | BLOOD PRESSURE MONITOR | M6 AC | 20140101088VG | OMRON HEALTHCARE | PM | 1 | 8
10532 | IN SERVICE | SOL9555 | ROYAL SOUTH HANTS HOSPITAL | SEXUAL HEALTH | BLOOD PRESSURE MONITOR | M6 AC | 20140101089VG | OMRON HEALTHCARE | PM | 1 | 8
10533 | IN SERVICE | SOL9556 | ROYAL SOUTH HANTS HOSPITAL | SEXUAL HEALTH | BLOOD PRESSURE MONITOR | M6 COMFORT | 20170208121VG | OMRON HEALTHCARE | PM | 1 | 8
10534 | IN SERVICE | SOL9557 | ROYAL SOUTH HANTS HOSPITAL | SEXUAL HEALTH | BLOOD PRESSURE MONITOR | M6 COMFORT | 20170208126VG | OMRON HEALTHCARE | PM | 1 | 8
10535 | IN SERVICE | SOL9558 | ROYAL SOUTH HANTS HOSPITAL | SEXUAL HEALTH | BLOOD PRESSURE MONITOR | UA-767 | 5060800145 | A&D INSTRUMENTS | PM | 1 | 8
10536 | IN SERVICE | SOL9559 | ROYAL SOUTH HANTS HOSPITAL | SEXUAL HEALTH | BLOOD PRESSURE MONITOR | UA-767 | 5071101718 | A&D INSTRUMENTS | PM | 1 | 8
10537 | IN SERVICE | SOL9560 | ROYAL SOUTH HANTS HOSPITAL | SEXUAL HEALTH | BLOOD PRESSURE MONITOR | M6 COMFORT | 20170208130VG | OMRON HEALTHCARE | PM | 1 | 8
10538 | IN SERVICE | SOL9561 | CHASE COMMUNITY HOSPITAL | SEXUAL HEALTH | LIGHT-EXAMINATION | LUXO FLEXIBLE ARM TYPE | 9561 | LUXO LTD | PM | 1 | 10
10539 | IN SERVICE | SOL9562 | ROYAL SOUTH HANTS HOSPITAL | SEXUAL HEALTH | SCALES | 761 | 227645/612 | SECA LTD | PM | 1 | 15
10540 | IN SERVICE | SOL9563 | SEMBAL HOUSE | RAPID RESPONSE TEAM-OFFICE | PULSE OXIMETER-FINGER | MD300C2 | 171402003072 | BEIJING CHOICE ELECTRONICS | PM | 1 | 15
10541 | IN SERVICE | SOL9564 | SEMBAL HOUSE | RAPID RESPONSE TEAM-OFFICE | THERMOMETER | THERMOSCAN | 25012K06384 | BRAUN | PM | 1 | 15
10542 | IN SERVICE | SOL9565 | SEMBAL HOUSE | RAPID RESPONSE TEAM-OFFICE | THERMOMETER | ACT8000 | 14670425 | ZEAL | PM | 1 | 15
10543 | IN SERVICE | SOL9566 | SEMBAL HOUSE | RAPID RESPONSE TEAM-OFFICE | PULSE OXIMETER-FINGER | CMS50DL | DO1305106780 | CONTEC MEDICAL | PM | 1 | 15
10544 | IN SERVICE | SOL9567 | SEMBAL HOUSE | RAPID RESPONSE TEAM-OFFICE | GLUCOMETER | TD-4277 | 427711735028259F | GLUCO RX | ASSET ONLY | 1 | NOT TO BE PRICED
10545 | IN SERVICE | SOL9568 | SEMBAL HOUSE | RAPID RESPONSE TEAM-OFFICE | THERMOMETER | ACT8000 | 1526129 | ZEAL | PM | 1 | 15
10546 | IN SERVICE | SOL9569 | SEMBAL HOUSE | RAPID RESPONSE TEAM-OFFICE | PULSE OXIMETER-FINGER | MD300C2 | 171402003074 | BEIJING CHOICE ELECTRONICS | PM | 1 | 15
10547 | IN SERVICE | SOL9570 | SEMBAL HOUSE | RAPID RESPONSE TEAM-OFFICE | SPHYGMOMANOMETER | SHOCK RESISTANT | 161128080227 | WELCH ALLYN | PM | 1 | 8
10548 | IN SERVICE | SOL9571 | SEMBAL HOUSE | RAPID RESPONSE TEAM-OFFICE | THERMOMETER | ACT8000 | 1526375 | ZEAL | PM | 1 | 15
10549 | IN SERVICE | SOL9573 | SEMBAL HOUSE | RAPID RESPONSE TEAM-OFFICE | PULSE OXIMETER-FINGER | MD300C2 | 171402003000 | BEIJING CHOICE ELECTRONICS | PM | 1 | 15
10550 | IN SERVICE | SOL9574 | SEMBAL HOUSE | RAPID RESPONSE TEAM-OFFICE | BLOOD PRESSURE MONITOR | ACCOSON | 9574 | ACCOSON | PM | 1 | 8
10551 | IN SERVICE | SOL9575 | SEMBAL HOUSE | RAPID RESPONSE TEAM-OFFICE | PULSE OXIMETER-FINGER | MD300C2 | 183144200490 | BEIJING CHOICE ELECTRONICS | PM | 1 | 15
10552 | IN SERVICE | SOL9576 | SEMBAL HOUSE | RAPID RESPONSE TEAM-OFFICE | THERMOMETER | THERMOSCAN | 11101869883 | BRAUN | PM | 1 | 15
10553 | IN SERVICE | SOL9577 | SEMBAL HOUSE | RAPID RESPONSE TEAM-OFFICE | THERMOMETER | ST613CBP | 9577 | MEASURE TECHNOLOGY | PM | 1 | 15
10554 | IN SERVICE | SOL9578 | SEMBAL HOUSE | RAPID RESPONSE TEAM-OFFICE | GLUCOMETER | TD-4277 | 4277117350282607 | GLUCO RX | ASSET ONLY | 1 | NOT TO BE PRICED
10555 | IN SERVICE | SOL9579 | SEMBAL HOUSE | RAPID RESPONSE TEAM-OFFICE | THERMOMETER | ACT8000 | 14670421 | ZEAL | PM | 1 | 15
10556 | IN SERVICE | SOL9580 | SEMBAL HOUSE | RAPID RESPONSE TEAM-OFFICE | SPHYGMOMANOMETER | SHOCK RESISTANT | 150811221128 | WELCH ALLYN | PM | 1 | 8
10557 | IN SERVICE | SOL9581 | SEMBAL HOUSE | RAPID RESPONSE TEAM-OFFICE | PULSE OXIMETER-FINGER | MPULSE IMPACT | H16100250156 | MERLIN MEDICAL | PM | 1 | 15
10558 | IN SERVICE | SOL9582 | SEMBAL HOUSE | RAPID RESPONSE TEAM-OFFICE | THERMOMETER | ACT8000 | 14670217 | ZEAL | PM | 1 | 15
10559 | IN SERVICE | SOL9583 | SEMBAL HOUSE | RAPID RESPONSE TEAM-OFFICE | PULSE OXIMETER-FINGER | MD300C2 | 171402003073 | BEIJING CHOICE ELECTRONICS | PM | 1 | 15
10560 | IN SERVICE | SOL9584 | SEMBAL HOUSE | RAPID RESPONSE TEAM-OFFICE | PULSE OXIMETER-FINGER | MD300C2 | 124837900969 | BEIJING CHOICE ELECTRONICS | PM | 1 | 15
10561 | IN SERVICE | SOL9585 | SEMBAL HOUSE | RAPID RESPONSE TEAM-OFFICE | SPHYGMOMANOMETER | SHOCK RESISTANT | 150706102808 | WELCH ALLYN | PM | 1 | 8
10562 | IN SERVICE | SOL9586 | SEMBAL HOUSE | RAPID RESPONSE TEAM-OFFICE | THERMOMETER | ACT8000 | 1526376 | ZEAL | PM | 1 | 15
10563 | IN SERVICE | SOL9587 | SEMBAL HOUSE | RAPID RESPONSE TEAM-OFFICE | PULSE OXIMETER-FINGER | MD300C2 | 171402003080 | BEIJING CHOICE ELECTRONICS | PM | 1 | 15
10565 | IN SERVICE | SOL9589 | SEMBAL HOUSE | RAPID RESPONSE TEAM-OFFICE | SPHYGMOMANOMETER | SHOCK RESISTANT | 161128072728 | WELCH ALLYN | PM | 1 | 8
10566 | IN SERVICE | SOL9590 | SEMBAL HOUSE | RAPID RESPONSE TEAM-OFFICE | PULSE OXIMETER-FINGER | MD300C2 | 171402002999 | BEIJING CHOICE ELECTRONICS | PM | 1 | 15
10567 | IN SERVICE | SOL9591 | SEMBAL HOUSE | RAPID RESPONSE TEAM-OFFICE | THERMOMETER | THERMOSCAN | 26512K06545 | BRAUN | PM | 1 | 15
10569 | IN SERVICE | SOL9593 | SEMBAL HOUSE | RAPID RESPONSE TEAM-OFFICE | SPHYGMOMANOMETER | SHOCK RESISTANT | 130425214354 | WELCH ALLYN | PM | 1 | 8
10570 | IN SERVICE | SOL9594 | SEMBAL HOUSE | RAPID RESPONSE TEAM-OFFICE | PULSE OXIMETER-FINGER | JPD-500E | 8426500E16045 | MEASUPRO | PM | 1 | 15
10571 | IN SERVICE | SOL9595 | SEMBAL HOUSE | RAPID RESPONSE TEAM-OFFICE | THERMOMETER | ACT8000 | 14670422 | ZEAL | PM | 1 | 15
10572 | IN SERVICE | SOL9596 | SEMBAL HOUSE | RAPID RESPONSE TEAM-OFFICE | PULSE OXIMETER-FINGER | MD300C2 | 170702000488 | BEIJING CHOICE ELECTRONICS | PM | 1 | 15
10573 | IN SERVICE | SOL9597 | SEMBAL HOUSE | RAPID RESPONSE TEAM-OFFICE | SPHYGMOMANOMETER | SHOCK RESISTANT | 131119154643 | WELCH ALLYN | PM | 1 | 8
10574 | IN SERVICE | SOL9598 | SEMBAL HOUSE | RAPID RESPONSE TEAM-OFFICE | THERMOMETER | ACT8000 | 1146459 | ZEAL | PM | 1 | 15
10575 | IN SERVICE | SOL9599 | PORTSWOOD SOLENT SURGERY | GP SURGERY-CONSULTING ROOM 3 | LIGHT-EXAMINATION | NONE | 16A6047 | OPTICAR | PM | 1 | 10
10576 | IN SERVICE | SOL9600 | PORTSWOOD SOLENT SURGERY | GP SURGERY-CONSULTING ROOM 3 | AUROSCOPE | HEINE | 1100644464 | KAWE LTD | PM | 1 | 5
10577 | IN SERVICE | SOL9601 | PORTSWOOD SOLENT SURGERY | GP SURGERY-CONSULTING ROOM 3 | AUROSCOPE | HEINE | 1100625474 | KAWE LTD | PM | 1 | 5
10578 | IN SERVICE | SOL9602 | PORTSWOOD SOLENT SURGERY | GP SURGERY-CONSULTING ROOM 3 | THERMOMETER | THERMOSCAN | 09813K04154 | BRAUN | PM | 1 | 15
10579 | IN SERVICE | SOL9603 | PORTSWOOD SOLENT SURGERY | GP SURGERY-TREATMENT ROOM | BLOOD PRESSURE MONITOR | M6 COMFORT | 20170200203VG | OMRON HEALTHCARE | PM | 1 | 8
10580 | IN SERVICE | SOL9604 | PORTSWOOD SOLENT SURGERY | GP SURGERY-CONSULTING ROOM 1 | BLOOD PRESSURE MONITOR | DB32 | 9604 | TRULY INSTRUMENTS | PM | 1 | 8
10581 | IN SERVICE | SOL9605 | PORTSWOOD SOLENT SURGERY | GP SURGERY-CONSULTING ROOM 1 | THERMOMETER | THERMOSCAN | 30611K01966 | BRAUN | PM | 1 | 15
10582 | IN SERVICE | SOL9606 | PORTSWOOD SOLENT SURGERY | GP SURGERY-CONSULTING ROOM 1 | BLOOD PRESSURE MONITOR | M2BASIC | 20120755510VG | OMRON HEALTHCARE | PM | 1 | 8
10583 | IN SERVICE | SOL9607 | PORTSWOOD SOLENT SURGERY | GP SURGERY-CONSULTING ROOM 2 | NEBULISER | NEB-AID F400 | 07A2670032 | FLAEM NUOVA | PM | 1 | 15
10584 | IN SERVICE | SOL9608 | ST MARY'S COMMUNITY HEALTH CAMPUS | COMMUNITY NURSING TEAM | BLOOD PRESSURE MONITOR | ACCOSON | 131100448 | ACCOSON | PM | 1 | 8
10585 | IN SERVICE | SOL9609 | ST MARY'S COMMUNITY HEALTH CAMPUS | COMMUNITY NURSING TEAM | BLOOD PRESSURE MONITOR | NONE | 9609 | MERLIN MEDICAL | PM | 1 | 8
10586 | IN SERVICE | SOL9610 | ST MARY'S COMMUNITY HEALTH CAMPUS | COMMUNITY NURSING TEAM | BLOOD PRESSURE MONITOR | ACCOSON | 170200253 | ACCOSON | PM | 1 | 8
10587 | IN SERVICE | SOL9611 | ST MARY'S COMMUNITY HEALTH CAMPUS | COMMUNITY NURSING TEAM | PULSE OXIMETER-FINGER | MD300C2 | 171103900188 | BEIJING CHOICE ELECTRONICS | PM | 1 | 15
10588 | IN SERVICE | SOL9612 | ST MARY'S COMMUNITY HEALTH CAMPUS | COMMUNITY NURSING TEAM | PULSE OXIMETER-FINGER | W4350 | 16330390037 | MERLIN MEDICAL | PM | 1 | 15
10589 | IN SERVICE | SOL9613 | ST MARY'S COMMUNITY HEALTH CAMPUS | COMMUNITY NURSING TEAM | BLOOD PRESSURE MONITOR | ACCOSON | 110310371 | ACCOSON | PM | 1 | 8
10590 | IN SERVICE | SOL9614 | ST MARY'S COMMUNITY HEALTH CAMPUS | COMMUNITY NURSING TEAM | SPHYGMOMANOMETER | SHOCK RESISTANT | 181121160457 | WELCH ALLYN | PM | 1 | 8
10591 | IN SERVICE | SOL9615 | ST MARY'S COMMUNITY HEALTH CAMPUS | COMMUNITY NURSING TEAM | SPHYGMOMANOMETER | SHOCK RESISTANT | 181121155818 | WELCH ALLYN | PM | 1 | 8
10592 | IN SERVICE | SOL9616 | ST MARY'S COMMUNITY HEALTH CAMPUS | COMMUNITY NURSING TEAM | BLOOD PRESSURE MONITOR | ACCOSON | 150200616 | ACCOSON | PM | 1 | 8
10593 | IN SERVICE | SOL9617 | ST MARY'S COMMUNITY HEALTH CAMPUS | COMMUNITY NURSING TEAM | THERMOMETER | THERMOSCAN | 09813K01161 | BRAUN | PM | 1 | 15
10594 | IN SERVICE | SOL9618 | ST MARY'S COMMUNITY HEALTH CAMPUS | COMMUNITY NURSING TEAM | ASPIRATOR | LSU | 78070780265 | LAERDAL MEDICAL | PM | 1 | 25
10595 | IN SERVICE | SOL9619 | ST MARY'S COMMUNITY HEALTH CAMPUS | COMMUNITY NURSING TEAM | PULSE OXIMETER-FINGER | MPULSE IMPACT | 1120726608 | MERLIN MEDICAL | PM | 1 | 15
10596 | IN SERVICE | SOL9620 | ST MARY'S COMMUNITY HEALTH CAMPUS | COMMUNITY NURSING TEAM | THERMOMETER | THERMOSCAN | 30213K15423 | BRAUN | PM | 1 | 15
10597 | IN SERVICE | SOL9621 | ST MARY'S COMMUNITY HEALTH CAMPUS | COMMUNITY NURSING TEAM | SPHYGMOMANOMETER | SHOCK RESISTANT | 150115134457 | WELCH ALLYN | PM | 1 | 8
10598 | IN SERVICE | SOL9622 | CIVIC OFFICES PORTSMOUTH | HEALTH VISITING AND SCHOOL NURSING-LEVEL 2 CORE 1 | SCALE-BABY | 385 | 5385081125316 | SECA LTD | PM | 1 | 15
10599 | IN SERVICE | SOL9623 | ST MARY'S COMMUNITY HEALTH CAMPUS | COMMUNITY NURSING TEAM | PULSE OXIMETER-FINGER | MD300C12 | 133926501264 | BEIJING CHOICE ELECTRONICS | PM | 1 | 15
10600 | IN SERVICE | SOL9624 | CIVIC OFFICES PORTSMOUTH | HEALTH VISITING AND SCHOOL NURSING-LEVEL 2 CORE 1 | SCALE-BABY | 717 | 1717199057668 | SECA LTD | PM | 1 | 15
10601 | IN SERVICE | SOL9625 | CROWN HEIGHTS | SEXUAL HEALTH | BLOOD PRESSURE MONITOR | UA-767 | 5061001449 | A&D INSTRUMENTS | PM | 1 | 8
10602 | IN SERVICE | SOL9626 | MEDINA HOUSE | COMMUNITY NURSING-FIRST FLOOR | NEBULISER | SANITAS | Y25/011821 | HANS DINSLAGE | PM | 1 | 15
10603 | IN SERVICE | SOL9627 | MEDINA HOUSE | COMMUNITY NURSING-FIRST FLOOR | BLOOD PRESSURE MONITOR | ACCOSON | 130500272 | ACCOSON | PM | 1 | 8
10604 | IN SERVICE | SOL9629 | MEDINA HOUSE | COMMUNITY NURSING-FIRST FLOOR | THERMOMETER | ET-100A | 9629 | TIMESCO | PM | 1 | 15
10605 | IN SERVICE | SOL9630 | MEDINA HOUSE | COMMUNITY NURSING-FIRST FLOOR | PULSE OXIMETER-FINGER | MD300C2 | 151402000036 | BEIJING CHOICE ELECTRONICS | PM | 1 | 15
10606 | IN SERVICE | SOL9631 | MEDINA HOUSE | COMMUNITY NURSING-FIRST FLOOR | BLOOD PRESSURE MONITOR | ACCOSON | 160700311 | ACCOSON | PM | 1 | 8
10607 | IN SERVICE | SOL9632 | MEDINA HOUSE | COMMUNITY NURSING-FIRST FLOOR | BLOOD PRESSURE MONITOR | DISYTEST | 97066426 | SPEIDEL & KEELER | PM | 1 | 8
10608 | IN SERVICE | SOL9633 | MEDINA HOUSE | COMMUNITY NURSING-FIRST FLOOR | ASPIRATOR | LSU | 78111578406 | LAERDAL MEDICAL | PM | 1 | 25
10609 | IN SERVICE | SOL9634 | MEDINA HOUSE | COMMUNITY NURSING-FIRST FLOOR | NEBULISER | PORTA-NEB | 12A6730826 | RESPIRONICS | PM | 1 | 15
10610 | IN SERVICE | SOL9635 | MEDINA HOUSE | COMMUNITY NURSING-FIRST FLOOR | PULSE OXIMETER-FINGER | MD300C2 | 171103900217 | BEIJING CHOICE ELECTRONICS | PM | 1 | 15
10611 | IN SERVICE | SOL9636 | MEDINA HOUSE | COMMUNITY NURSING-FIRST FLOOR | THERMOMETER | ET-100A | 9636 | TIMESCO | PM | 1 | 15
10612 | IN SERVICE | SOL9637 | MEDINA HOUSE | COMMUNITY NURSING-FIRST FLOOR | BLOOD PRESSURE MONITOR | ACCOSON | 170200466 | ACCOSON | PM | 1 | 8
10613 | IN SERVICE | SOL9638 | MEDINA HOUSE | COMMUNITY NURSING-FIRST FLOOR | PULSE OXIMETER-FINGER | MD300C2 | 144402001663 | BEIJING CHOICE ELECTRONICS | PM | 1 | 15
10614 | IN SERVICE | SOL9639 | MEDINA HOUSE | COMMUNITY NURSING-FIRST FLOOR | PULSE OXIMETER-FINGER | MD300C2 | 171103900007 | BEIJING CHOICE ELECTRONICS | PM | 1 | 15
10615 | IN SERVICE | SOL9640 | MEDINA HOUSE | COMMUNITY NURSING-FIRST FLOOR | BLOOD PRESSURE MONITOR | CERTIFIED | 1473529 | CERTIFIED | PM | 1 | 8
10616 | IN SERVICE | SOL9641 | SEMBAL HOUSE | RAPID RESPONSE TEAM-OFFICE | PULSE OXIMETER-FINGER | MD300C2 | 170702000482 | BEIJING CHOICE ELECTRONICS | PM | 1 | 15
10617 | IN SERVICE | SOL9642 | SEMBAL HOUSE | RAPID RESPONSE TEAM-OFFICE | SPHYGMOMANOMETER | SHOCK RESISTANT | 131119162801 | WELCH ALLYN | PM | 1 | 8
10618 | IN SERVICE | SOL9643 | SEMBAL HOUSE | RAPID RESPONSE TEAM-OFFICE | THERMOMETER | ACT8000 | 1526122 | ZEAL | PM | 1 | 15
10620 | IN SERVICE | SOL9645 | SEMBAL HOUSE | RAPID RESPONSE TEAM-OFFICE | PULSE OXIMETER-FINGER | MD300C2 | 183144200487 | BEIJING CHOICE ELECTRONICS | PM | 1 | 15
10621 | IN SERVICE | SOL9646 | SEMBAL HOUSE | RAPID RESPONSE TEAM-OFFICE | SPHYGMOMANOMETER | SHOCK RESISTANT | 130430075003 | WELCH ALLYN | PM | 1 | 8
10622 | IN SERVICE | SOL9647 | SEMBAL HOUSE | RAPID RESPONSE TEAM-OFFICE | SPHYGMOMANOMETER | SHOCK RESISTANT | 181122022817 | WELCH ALLYN | PM | 1 | 8
10623 | IN SERVICE | SOL9648 | SEMBAL HOUSE | RAPID RESPONSE TEAM-OFFICE | SPHYGMOMANOMETER | SHOCK RESISTANT | 161123152818 | WELCH ALLYN | PM | 1 | 8
10624 | IN SERVICE | SOL9649 | SEMBAL HOUSE | RAPID RESPONSE TEAM-OFFICE | THERMOMETER | ACT8000 | 1526380 | ZEAL | PM | 1 | 15
10625 | IN SERVICE | SOL9650 | SEMBAL HOUSE | RAPID RESPONSE TEAM-OFFICE | SPHYGMOMANOMETER | SHOCK RESISTANT | 161123144148 | WELCH ALLYN | PM | 1 | 8
10626 | IN SERVICE | SOL9651 | SEMBAL HOUSE | RAPID RESPONSE TEAM-OFFICE | THERMOMETER | THERMOSCAN | 26214K32749 | BRAUN | PM | 1 | 15
10627 | IN SERVICE | SOL9652 | SEMBAL HOUSE | RAPID RESPONSE TEAM-OFFICE | SPHYGMOMANOMETER | SHOCK RESISTANT | 161128072447 | WELCH ALLYN | PM | 1 | 8
10628 | IN SERVICE | SOL9653 | SEMBAL HOUSE | RAPID RESPONSE TEAM-OFFICE | PULSE OXIMETER-FINGER | MD300C2 | 171402003077 | BEIJING CHOICE ELECTRONICS | PM | 1 | 15
10629 | IN SERVICE | SOL9654 | SEMBAL HOUSE | RAPID RESPONSE TEAM-OFFICE | SPHYGMOMANOMETER | SHOCK RESISTANT | 140424172607 | WELCH ALLYN | PM | 1 | 8
10630 | IN SERVICE | SOL9655 | SEMBAL HOUSE | RAPID RESPONSE TEAM-OFFICE | PULSE OXIMETER-FINGER | MD300C2 | 183144200489 | BEIJING CHOICE ELECTRONICS | PM | 1 | 15
10631 | IN SERVICE | SOL9656 | SEMBAL HOUSE | RAPID RESPONSE TEAM-OFFICE | PULSE OXIMETER-FINGER | MD300C2 | 171402003078 | BEIJING CHOICE ELECTRONICS | PM | 1 | 15
10632 | IN SERVICE | SOL9657 | SEMBAL HOUSE | RAPID RESPONSE TEAM-OFFICE | SPHYGMOMANOMETER | SHOCK RESISTANT | 181121195847 | WELCH ALLYN | PM | 1 | 8
10633 | IN SERVICE | SOL9658 | SEMBAL HOUSE | RAPID RESPONSE TEAM-OFFICE | SPHYGMOMANOMETER | SHOCK RESISTANT | 181121203008 | WELCH ALLYN | PM | 1 | 8
10634 | IN SERVICE | SOL9659 | SEMBAL HOUSE | RAPID RESPONSE TEAM-OFFICE | SPHYGMOMANOMETER | SHOCK RESISTANT | 161123142819 | WELCH ALLYN | PM | 1 | 8
10635 | IN SERVICE | SOL9660 | SEMBAL HOUSE | RAPID RESPONSE TEAM-OFFICE | SCALES | M430 | 21508004 | MARSDEN | PM | 1 | 15
10636 | IN SERVICE | SOL9661 | NEW MILTON HEALTH CENTRE | SEXUAL HEALTH | BLOOD PRESSURE MONITOR | UA-767 | 5061001442 | A&D INSTRUMENTS | PM | 1 | 8
10637 | IN SERVICE | SOL9662 | NEW MILTON HEALTH CENTRE | SEXUAL HEALTH | BLOOD PRESSURE MONITOR | UA-767 | 5061001004 | A&D INSTRUMENTS | PM | 1 | 8
10638 | IN SERVICE | SOL9663 | NEW MILTON HEALTH CENTRE | SEXUAL HEALTH | BLOOD PRESSURE MONITOR | M3 INTELLISENSE | 20090720225VF | OMRON HEALTHCARE | PM | 1 | 8
10639 | IN SERVICE | SOL9664 | NEW MILTON HEALTH CENTRE | SEXUAL HEALTH | PLINTH | PLINTH | 503/H/S/2794/226 | PLINTH MEDICAL | PM | 1 | 35
10640 | IN SERVICE | SOL9665 | NEW MILTON HEALTH CENTRE | SEXUAL HEALTH | LIGHT-EXAMINATION | LHH | 9665 | LUXO LTD | PM | 1 | 10
10641 | IN SERVICE | SOL9666 | NEW MILTON HEALTH CENTRE | SEXUAL HEALTH | HOT PLATE | E18 | 2-1812-460 | LAMB | PM | 1 | 20
10642 | IN SERVICE | SOL9667 | NEW MILTON HEALTH CENTRE | SEXUAL HEALTH | LIGHT-EXAMINATION | EXAMINATION LIGHT | 9667 | LUXO LTD | PM | 1 | 10
10644 | IN SERVICE | SOL9669 | NEW MILTON HEALTH CENTRE | SEXUAL HEALTH | PLINTH | A2232/2/SHS | IPS-44217 | ARJO HUNTLEIGH | PM | 1 | 35
10645 | IN SERVICE | SOL9670 | NEW MILTON HEALTH CENTRE | SEXUAL HEALTH | LIGHT-EXAMINATION | EXAMINATION LIGHT | 9670 | LUXO LTD | PM | 1 | 10
10646 | IN SERVICE | SOL9672 | HYTHE HOSPITAL | SEXUAL HEALTH | HOT PLATE | MINI | SD1045M1204 | THERMO FISHER SCIENTIFIC | PM | 1 | 20
10647 | IN SERVICE | SOL9673 | HYTHE HOSPITAL | SEXUAL HEALTH | MICROSCOPE | ECLIPSE E200 | 106109 | NIKON UK LTD | OEM-CONTRACT PM | 1 | 95
10648 | IN SERVICE | SOL9674 | HYTHE HOSPITAL | SEXUAL HEALTH | LIGHT-EXAMINATION | EXAMINATION LIGHT | 9674 | LUXO LTD | PM | 1 | 10
10649 | IN SERVICE | SOL9675 | HYTHE HOSPITAL | SEXUAL HEALTH | PLINTH | PLINTH | 93G3X31120198A | PLINTH MEDICAL | PM | 1 | 35
10650 | IN SERVICE | SOL9676 | HYTHE HOSPITAL | SEXUAL HEALTH | LIGHT-EXAMINATION | EXAMINATION LIGHT | 9676 | LUXO LTD | PM | 1 | 10
10651 | IN SERVICE | SOL9677 | HYTHE HOSPITAL | SEXUAL HEALTH | PLINTH | A2232/2/SHS | IPS-52942 | ARJO HUNTLEIGH | PM | 1 | 35
10652 | IN SERVICE | SOL9678 | ST JAMES HOSPITAL | THE LIMES-BROOKER UNIT | GLUCOMETER | FREESTYLE OPTIUM NEO | LBMY356S01404 | ABBOTS MEDICAL | ASSET ONLY | 1 | NOT TO BE PRICED
10653 | IN SERVICE | SOL9679 | ST JAMES HOSPITAL | THE LIMES-BROOKER UNIT | GLUCOMETER | FREESTYLE OPTIUM NEO | LBMY356S00894 | ABBOTS MEDICAL | ASSET ONLY | 1 | NOT TO BE PRICED
10654 | IN SERVICE | SOL9680 | ST JAMES HOSPITAL | THE LIMES-BROOKER UNIT | WHEELCHAIR | 1630 | 1630-0510318 | ROMA MEDICAL | PM | 1 | 20
10655 | IN SERVICE | SOL9681 | NEW MILTON HEALTH CENTRE | PODIATRY-CLINIC 1 | GLUCOMETER | OMNITEST 3 | GAA3UKNJ00815 | B BRAUN MEDICAL | ASSET ONLY | 1 | NOT TO BE PRICED
10656 | IN SERVICE | SOL9682 | RINGWOOD MEDICAL CENTRE | PODIATRY-CLINIC 1 | PLINTH | PLINTH | 503CDTE/D/0994/98 | PLINTH MEDICAL | PM | 1 | 35
10657 | IN SERVICE | SOL9683 | RINGWOOD MEDICAL CENTRE | PODIATRY-CLINIC 2 | PLINTH | PLINTH | 50EN0309642 | PLINTH MEDICAL | PM | 1 | 35
10659 | IN SERVICE | SOL9685 | ST MARY'S COMMUNITY HEALTH CAMPUS | PODIATRY-PODIATRY CLINIC | SCALES | W23 | 9685 | WEIGHT WATCHERS | PM | 1 | 15
10660 | IN SERVICE | SOL9686 | ST MARY'S COMMUNITY HEALTH CAMPUS | PODIATRY-PODIATRY CLINIC | THERMOMETER | CENTER 350 | 070910744 | CENTER TECHNOLOGY | PM | 1 | 15
10662 | IN SERVICE | SOL9688 | ST MARY'S COMMUNITY HEALTH CAMPUS | COMMUNITY NURSING TEAM | DOPPLER | D900 | 900PX0101714-03 | HUNTLEIGH HEALTHCARE | PM | 1 | 30
10663 | IN SERVICE | SOL9689 | ST MARY'S COMMUNITY HEALTH CAMPUS | COMMUNITY NURSING TEAM | DOPPLER | D900 | KAAF3-06884 | HUNTLEIGH HEALTHCARE | PM | 1 | 30
10664 | IN SERVICE | SOL9690 | ADELAIDE HEALTH CENTRE | HEALTH VISITING AND SCHOOL NURSING | SCALES | 877 | 5877024106822 | SECA LTD | PM | 1 | 15
10665 | IN SERVICE | SOL9691 | ADELAIDE HEALTH CENTRE | HEALTH VISITING AND SCHOOL NURSING | SCALE-BABY | 385 | 5385084092652 | SECA LTD | PM | 1 | 15
10666 | IN SERVICE | SOL9692 | ADELAIDE HEALTH CENTRE | HEALTH VISITING AND SCHOOL NURSING | SCALE-BABY | 385 | 5385127136351 | SECA LTD | PM | 1 | 15
10667 | IN SERVICE | SOL9693 | BITTERNE HEALTH CENTRE | COMMUNITY NURSING TEAM | SPHYGMOMANOMETER | SHOCK RESISTANT | 190211145528 | WELCH ALLYN | PM | 1 | 8
10668 | IN SERVICE | SOL9694 | BITTERNE HEALTH CENTRE | COMMUNITY NURSING TEAM | SPHYGMOMANOMETER | SHOCK RESISTANT | 190211145407 | WELCH ALLYN | PM | 1 | 8
10669 | IN SERVICE | SOL9695 | BITTERNE HEALTH CENTRE | COMMUNITY NURSING TEAM | SPHYGMOMANOMETER | SHOCK RESISTANT | 180903203628 | WELCH ALLYN | PM | 1 | 8
10670 | IN SERVICE | SOL9696 | BITTERNE HEALTH CENTRE | COMMUNITY NURSING TEAM | SPHYGMOMANOMETER | SHOCK RESISTANT | 190211150159 | WELCH ALLYN | PM | 1 | 8
10671 | IN SERVICE | SOL9697 | BITTERNE HEALTH CENTRE | COMMUNITY NURSING TEAM | SPHYGMOMANOMETER | SHOCK RESISTANT | 180903193258 | WELCH ALLYN | PM | 1 | 8
10672 | IN SERVICE | SOL9698 | BITTERNE HEALTH CENTRE | COMMUNITY NURSING TEAM | SPHYGMOMANOMETER | SHOCK RESISTANT | 181011013629 | WELCH ALLYN | PM | 1 | 8
10673 | IN SERVICE | SOL9699 | BITTERNE HEALTH CENTRE | COMMUNITY NURSING TEAM | THERMOMETER | THERMOSCAN | 25816K31483 | BRAUN | PM | 1 | 15
10674 | IN SERVICE | SOL9700 | BITTERNE HEALTH CENTRE | COMMUNITY NURSING TEAM | THERMOMETER | THERMOSCAN | 25816K32141 | BRAUN | PM | 1 | 15
10675 | IN SERVICE | SOL9701 | BITTERNE HEALTH CENTRE | COMMUNITY NURSING TEAM | THERMOMETER | THERMOSCAN | 25816K40845 | BRAUN | PM | 1 | 15
10676 | IN SERVICE | SOL9702 | BITTERNE HEALTH CENTRE | COMMUNITY NURSING TEAM | THERMOMETER | THERMOSCAN | 22916K31477 | BRAUN | PM | 1 | 15
10677 | IN SERVICE | SOL9703 | BITTERNE HEALTH CENTRE | COMMUNITY NURSING TEAM | PULSE OXIMETER-FINGER | 9006368 | 182415901493 | HENRY SCHEIN | PM | 1 | 15
10678 | IN SERVICE | SOL9704 | BITTERNE HEALTH CENTRE | COMMUNITY NURSING TEAM | PULSE OXIMETER-FINGER | 9006368 | 182415901062 | HENRY SCHEIN | PM | 1 | 15
10679 | IN SERVICE | SOL9705 | BITTERNE HEALTH CENTRE | COMMUNITY NURSING TEAM | PULSE OXIMETER-FINGER | 9006368 | 182415901076 | HENRY SCHEIN | PM | 1 | 15
10680 | IN SERVICE | SOL9706 | BITTERNE HEALTH CENTRE | COMMUNITY NURSING TEAM | PULSE OXIMETER-FINGER | 9006368 | 182415901489 | HENRY SCHEIN | PM | 1 | 15
10681 | IN SERVICE | SOL9707 | BITTERNE HEALTH CENTRE | COMMUNITY NURSING TEAM | THERMOMETER | THERMOSCAN | 22916K31216 | BRAUN | PM | 1 | 15
10682 | IN SERVICE | SOL9708 | BITTERNE HEALTH CENTRE | COMMUNITY NURSING TEAM | THERMOMETER | THERMOSCAN | 25816K32248 | BRAUN | PM | 1 | 15
10683 | IN SERVICE | SOL9709 | BITTERNE HEALTH CENTRE | COMMUNITY NURSING TEAM | PULSE OXIMETER-FINGER | 9006368 | 182615900734 | HENRY SCHEIN | PM | 1 | 15
10684 | IN SERVICE | SOL9710 | BITTERNE HEALTH CENTRE | COMMUNITY NURSING TEAM | PULSE OXIMETER-FINGER | 9006368 | 182415901189 | HENRY SCHEIN | PM | 1 | 15
10685 | IN SERVICE | SOL9711 | BITTERNE HEALTH CENTRE | COMMUNITY NURSING TEAM | DIAGNOSTIC SET | 211 | 9711 | WELCH ALLYN | PM | 1 | 5
10686 | IN SERVICE | SOL9712 | BITTERNE HEALTH CENTRE | COMMUNITY NURSING TEAM | EAR IRRIGATOR | PROPULSE NG | 25-35182/2012 | MIRAGE HEALTH | PM | 1 | 30
10687 | IN SERVICE | SOL9713 | ADELAIDE HEALTH CENTRE | HEALTH VISITING AND SCHOOL NURSING | SCALE-BABY | 385 | 5385127136359 | SECA LTD | PM | 1 | 15
10688 | IN SERVICE | SOL9714 | ADELAIDE HEALTH CENTRE | HEALTH VISITING AND SCHOOL NURSING | SCALE-BABY | 385 | 5385081125261 | SECA LTD | PM | 1 | 15
10689 | IN SERVICE | SOL9715 | ADELAIDE HEALTH CENTRE | CHILDREN COMMUNITY NURSING TEAM-LEVEL 2 | ASPIRATOR | CLARIO | 1768437 | MEDELA | PM | 1 | 25
10690 | IN SERVICE | SOL9716 | ADELAIDE HEALTH CENTRE | HEALTH VISITING AND SCHOOL NURSING | SCALE-BABY | 385 | 5385327106513 | SECA LTD | PM | 1 | 15
10691 | IN SERVICE | SOL9717 | ADELAIDE HEALTH CENTRE | HEALTH VISITING AND SCHOOL NURSING | SCALE-BABY | 385 | 5385025106196 | SECA LTD | PM | 1 | 15
10692 | IN SERVICE | SOL9718 | ROYAL SOUTH HANTS HOSPITAL | INPATIENT THERAPY-CLINICAL STAFF | AIR COMPRESSOR-LIFTING CUSHION | AIRFLO PLUS | CA0350-03244 | MANGAR | PM | 1 | 45
10693 | IN SERVICE | SOL9719 | ROYAL SOUTH HANTS HOSPITAL | INPATIENT THERAPY-CLINICAL STAFF | PLINTH | PLINTH | 40HCA24181551A | PLINTH MEDICAL | PM | 1 | 35
10694 | IN SERVICE | SOL9720 | ROYAL SOUTH HANTS HOSPITAL | INPATIENT THERAPY-CLINICAL STAFF | WHEELCHAIR | BEN NG | 9720 | INVACARE | PM | 1 | 20
10695 | IN SERVICE | SOL9721 | ROYAL SOUTH HANTS HOSPITAL | INPATIENT THERAPY-CLINICAL STAFF | WHEELCHAIR | NONE | 180903494 | DRIVE DEVILBISS | PM | 1 | 20
10696 | IN SERVICE | SOL9722 | ROYAL SOUTH HANTS HOSPITAL | INPATIENT THERAPY-CLINICAL STAFF | WHEELCHAIR | NONE | 180903363 | DRIVE DEVILBISS | PM | 1 | 20
10697 | IN SERVICE | SOL9723 | ROYAL SOUTH HANTS HOSPITAL | INPATIENT THERAPY-CLINICAL STAFF | PATIENT TRANSFER AID | MOLIFT | (11)180728(21)025917 | ETAC | PM | 1 | 70
10698 | IN SERVICE | SOL9724 | ROYAL SOUTH HANTS HOSPITAL | BRAMBLES WARD-LOWER BRAMBLES | MATTRESS | NB 3082 | NB344159 | ARJO HUNTLEIGH | PM | 1 | 45
10699 | IN SERVICE | SOL9725 | ROYAL SOUTH HANTS HOSPITAL | NICHOLSTOWN SURGERY | DIAGNOSTIC SET | SL4 | 180445 | KEELER | PM | 1 | 5
10700 | IN SERVICE | SOL9726 | ROYAL SOUTH HANTS HOSPITAL | NICHOLSTOWN SURGERY | SCALES | 877 | 5877212101973 | SECA LTD | PM | 1 | 15
10701 | IN SERVICE | SOL9727 | ROYAL SOUTH HANTS HOSPITAL | NICHOLSTOWN SURGERY | BLOOD PRESSURE MONITOR | UA-767 | 5161101379 | A&D INSTRUMENTS | PM | 1 | 8
10702 | IN SERVICE | SOL9728 | ROYAL SOUTH HANTS HOSPITAL | NICHOLSTOWN SURGERY | HEIGHT MEASURE | 213 | 9728 | SECA LTD | INSPECTION ONLY | 1 | 15
10703 | IN SERVICE | SOL9729 | ROYAL SOUTH HANTS HOSPITAL | NICHOLSTOWN SURGERY | BLOOD PRESSURE MONITOR | UA-767 | 5161101467 | A&D INSTRUMENTS | PM | 1 | 8
10704 | IN SERVICE | SOL9730 | ROYAL SOUTH HANTS HOSPITAL | NICHOLSTOWN SURGERY | BLOOD PRESSURE MONITOR | GUARDIAN | 9730 | GUARDIAN | PM | 1 | 8
10705 | IN SERVICE | SOL9731 | ST MARY'S COMMUNITY HEALTH CAMPUS | COMMUNITY NURSING TEAM | BLOOD PRESSURE MONITOR | ACCOSON | 19060482 | ACCOSON | PM | 1 | 8
10706 | IN SERVICE | SOL9732 | ST MARY'S COMMUNITY HEALTH CAMPUS | COMMUNITY NURSING TEAM | BLOOD PRESSURE MONITOR | ACCOSON | 19060388 | ACCOSON | PM | 1 | 8
10707 | IN SERVICE | SOL9733 | ST MARY'S COMMUNITY HEALTH CAMPUS | COMMUNITY NURSING TEAM | BLOOD PRESSURE MONITOR | ACCOSON | 19060418 | ACCOSON | PM | 1 | 8
10708 | IN SERVICE | SOL9734 | ST MARY'S COMMUNITY HEALTH CAMPUS | COMMUNITY NURSING TEAM | BLOOD PRESSURE MONITOR | ACCOSON | 19060405 | ACCOSON | PM | 1 | 8
10709 | IN SERVICE | SOL9735 | ST MARY'S COMMUNITY HEALTH CAMPUS | COMMUNITY NURSING TEAM | BLOOD PRESSURE MONITOR | ACCOSON | 19060477 | ACCOSON | PM | 1 | 8
10710 | IN SERVICE | SOL9736 | ST MARY'S COMMUNITY HEALTH CAMPUS | COMMUNITY NURSING TEAM | BLOOD PRESSURE MONITOR | ACCOSON | 19060406 | ACCOSON | PM | 1 | 8
10711 | IN SERVICE | SOL9737 | ST MARY'S COMMUNITY HEALTH CAMPUS | COMMUNITY NURSING TEAM | BLOOD PRESSURE MONITOR | ACCOSON | 19060410 | ACCOSON | PM | 1 | 8
10712 | IN SERVICE | SOL9738 | ST MARY'S COMMUNITY HEALTH CAMPUS | COMMUNITY NURSING TEAM | BLOOD PRESSURE MONITOR | ACCOSON | 19060578 | ACCOSON | PM | 1 | 8
10713 | IN SERVICE | SOL9739 | ST MARY'S COMMUNITY HEALTH CAMPUS | COMMUNITY NURSING TEAM | BLOOD PRESSURE MONITOR | ACCOSON | 19060467 | ACCOSON | PM | 1 | 8
10714 | IN SERVICE | SOL9740 | ST MARY'S COMMUNITY HEALTH CAMPUS | COMMUNITY NURSING TEAM | BLOOD PRESSURE MONITOR | ACCOSON | 19060385 | ACCOSON | PM | 1 | 8
10715 | IN SERVICE | SOL9741 | ST MARY'S COMMUNITY HEALTH CAMPUS | COMMUNITY NURSING TEAM | BLOOD PRESSURE MONITOR | ACCOSON | 19060384 | ACCOSON | PM | 1 | 8
10716 | IN SERVICE | SOL9742 | ST MARY'S COMMUNITY HEALTH CAMPUS | COMMUNITY NURSING TEAM | BLOOD PRESSURE MONITOR | ACCOSON | 19060392 | ACCOSON | PM | 1 | 8
10717 | IN SERVICE | SOL9743 | ST MARY'S COMMUNITY HEALTH CAMPUS | COMMUNITY NURSING TEAM | BLOOD PRESSURE MONITOR | ACCOSON | 19060399 | ACCOSON | PM | 1 | 8
10718 | IN SERVICE | SOL9744 | ST MARY'S COMMUNITY HEALTH CAMPUS | THE TURNER CENTRE-HEART FAILURE TEAM | BLOOD PRESSURE MONITOR | ACCOSON | 19060424 | ACCOSON | PM | 1 | 8
10720 | IN SERVICE | SOL9746 | ST MARY'S COMMUNITY HEALTH CAMPUS | COMMUNITY NURSING TEAM | PULSE OXIMETER-FINGER | MD300C13 | 190844100547 | BEIJING CHOICE ELECTRONICS | PM | 1 | 15
10721 | IN SERVICE | SOL9747 | ST MARY'S COMMUNITY HEALTH CAMPUS | COMMUNITY NURSING TEAM | PULSE OXIMETER-FINGER | MD300C13 | 190844100545 | BEIJING CHOICE ELECTRONICS | PM | 1 | 15
10722 | IN SERVICE | SOL9748 | ST MARY'S COMMUNITY HEALTH CAMPUS | COMMUNITY NURSING TEAM | PULSE OXIMETER-FINGER | MD300C13 | 190844100543 | BEIJING CHOICE ELECTRONICS | PM | 1 | 15
10723 | IN SERVICE | SOL9749 | ST MARY'S COMMUNITY HEALTH CAMPUS | COMMUNITY NURSING TEAM | PULSE OXIMETER-FINGER | MD300C13 | 190844100549 | BEIJING CHOICE ELECTRONICS | PM | 1 | 15
10724 | IN SERVICE | SOL9750 | ST MARY'S COMMUNITY HEALTH CAMPUS | COMMUNITY NURSING TEAM | PULSE OXIMETER-FINGER | MD300C13 | 190844100541 | BEIJING CHOICE ELECTRONICS | PM | 1 | 15
10725 | IN SERVICE | SOL9751 | ST MARY'S COMMUNITY HEALTH CAMPUS | COMMUNITY NURSING TEAM | PULSE OXIMETER-FINGER | MD300C13 | 190844100546 | BEIJING CHOICE ELECTRONICS | PM | 1 | 15
10726 | IN SERVICE | SOL9752 | ST MARY'S COMMUNITY HEALTH CAMPUS | COMMUNITY NURSING TEAM | PULSE OXIMETER-FINGER | MD300C13 | 190844100544 | BEIJING CHOICE ELECTRONICS | PM | 1 | 15
10727 | IN SERVICE | SOL9753 | ST MARY'S COMMUNITY HEALTH CAMPUS | COMMUNITY NURSING TEAM | PULSE OXIMETER-FINGER | MD300C13 | 190844100548 | BEIJING CHOICE ELECTRONICS | PM | 1 | 15
10728 | IN SERVICE | SOL9754 | ST MARY'S COMMUNITY HEALTH CAMPUS | COMMUNITY NURSING TEAM | PULSE OXIMETER-FINGER | MD300C13 | 190844100550 | BEIJING CHOICE ELECTRONICS | PM | 1 | 15
10729 | IN SERVICE | SOL9755 | ST MARY'S COMMUNITY HEALTH CAMPUS | COMMUNITY NURSING TEAM | PULSE OXIMETER-FINGER | MD300C13 | 190844100542 | BEIJING CHOICE ELECTRONICS | PM | 1 | 15
10730 | IN SERVICE | SOL9756 | JUBILEE HOUSE | INPATIENT UNIT-END OF LIFE CARE | PULSE OXIMETER-FINGER | MD300C13 | 190844100165 | BEIJING CHOICE ELECTRONICS | PM | 1 | 15
10731 | IN SERVICE | SOL9757 | ST MARY'S COMMUNITY HEALTH CAMPUS | COMMUNITY NURSING TEAM | PULSE OXIMETER-FINGER | MD300C13 | 190844100665 | BEIJING CHOICE ELECTRONICS | PM | 1 | 15
10732 | IN SERVICE | SOL9758 | ST MARY'S COMMUNITY HEALTH CAMPUS | COMMUNITY NURSING TEAM | PULSE OXIMETER-FINGER | MD300C13 | 190844100600 | BEIJING CHOICE ELECTRONICS | PM | 1 | 15
10733 | IN SERVICE | SOL9759 | ST MARY'S COMMUNITY HEALTH CAMPUS | COMMUNITY NURSING TEAM | PULSE OXIMETER-FINGER | MD300C13 | 190844100240 | BEIJING CHOICE ELECTRONICS | PM | 1 | 15
10734 | IN SERVICE | SOL9760 | ST MARY'S COMMUNITY HEALTH CAMPUS | COMMUNITY NURSING TEAM | PULSE OXIMETER-FINGER | MD300C13 | 190844100053 | BEIJING CHOICE ELECTRONICS | PM | 1 | 15
10735 | IN SERVICE | SOL9761 | ROYAL SOUTH HANTS HOSPITAL | NICHOLSTOWN SURGERY | SCALES | 761 | 5761186181068 | SECA LTD | PM | 1 | 15
10736 | IN SERVICE | SOL9762 | ADELAIDE HEALTH CENTRE | PHYSIOTHERAPY-GROUND FLOOR | SCALES | 875 | 5875337177711 | SECA LTD | PM | 1 | 15
10737 | IN SERVICE | SOL9763 | ADELAIDE HEALTH CENTRE | PHYSIOTHERAPY-GROUND FLOOR | SCALES | 875 | 5875201171277 | SECA LTD | PM | 1 | 15
10738 | IN SERVICE | SOL9764 | ROYAL SOUTH HANTS HOSPITAL | NICHOLSTOWN SURGERY | SCALES | 761 | 5761186181079 | SECA LTD | PM | 1 | 15
10739 | IN SERVICE | SOL9765 | ROYAL SOUTH HANTS HOSPITAL | NICHOLSTOWN SURGERY | OTOSCOPE | STANDARD | 9765 | KEELER | PM | 1 | 5
10740 | IN SERVICE | SOL9766 | ROYAL SOUTH HANTS HOSPITAL | NICHOLSTOWN SURGERY | BLOOD PRESSURE MONITOR | UA-767 | 5161101373 | A&D INSTRUMENTS | PM | 1 | 8
10741 | IN SERVICE | SOL9767 | ROYAL SOUTH HANTS HOSPITAL | NICHOLSTOWN SURGERY | OTOSCOPE | OPTICLAR | 9767 | VISION FITNESS | PM | 1 | 5
10742 | IN SERVICE | SOL9768 | BITTERNE HEALTH CENTRE | COMMUNITY NURSING TEAM | GLUCOMETER | SD CODE FREE | M03TE02AC2317 | SD BIOSENSOR | ASSET ONLY | 1 | NOT TO BE PRICED
10743 | IN SERVICE | SOL9769 | BITTERNE HEALTH CENTRE | COMMUNITY NURSING TEAM | GLUCOMETER | SD CODE FREE | M03TE02AC2307 | SD BIOSENSOR | ASSET ONLY | 1 | NOT TO BE PRICED
10744 | IN SERVICE | SOL9770 | BITTERNE HEALTH CENTRE | COMMUNITY NURSING TEAM | GLUCOMETER | SD CODE FREE | M03TE02AC2316 | SD BIOSENSOR | ASSET ONLY | 1 | NOT TO BE PRICED
10745 | IN SERVICE | SOL9771 | BITTERNE HEALTH CENTRE | COMMUNITY NURSING TEAM | GLUCOMETER | SD CODE FREE | M03TE02AC2308 | SD BIOSENSOR | ASSET ONLY | 1 | NOT TO BE PRICED
10746 | IN SERVICE | SOL9772 | BITTERNE HEALTH CENTRE | COMMUNITY NURSING TEAM | GLUCOMETER | SD CODE FREE | M03TE02AC2273 | SD BIOSENSOR | ASSET ONLY | 1 | NOT TO BE PRICED
10747 | IN SERVICE | SOL9773 | BITTERNE HEALTH CENTRE | COMMUNITY NURSING TEAM | GLUCOMETER | SD CODE FREE | M03TE02AC2274 | SD BIOSENSOR | ASSET ONLY | 1 | NOT TO BE PRICED
10748 | IN SERVICE | SOL9774 | BITTERNE HEALTH CENTRE | COMMUNITY NURSING TEAM | GLUCOMETER | SD CODE FREE | M03TE02AC2294 | SD BIOSENSOR | ASSET ONLY | 1 | NOT TO BE PRICED
10749 | IN SERVICE | SOL9775 | BITTERNE HEALTH CENTRE | COMMUNITY NURSING TEAM | GLUCOMETER | SD CODE FREE | M03TE02AC2275 | SD BIOSENSOR | ASSET ONLY | 1 | NOT TO BE PRICED
10750 | IN SERVICE | SOL9776 | BITTERNE HEALTH CENTRE | COMMUNITY NURSING TEAM | GLUCOMETER | SD CODE FREE | M03TE02AC2271 | SD BIOSENSOR | ASSET ONLY | 1 | NOT TO BE PRICED
10751 | IN SERVICE | SOL9777 | BITTERNE HEALTH CENTRE | COMMUNITY NURSING TEAM | GLUCOMETER | SD CODE FREE | M03TE02AC2272 | SD BIOSENSOR | ASSET ONLY | 1 | NOT TO BE PRICED
10754 | IN SERVICE | SOL9780 | ST MARY'S COMMUNITY HEALTH CAMPUS | SPINNAKER WARD | WHEELCHAIR | ACTION 3NG SELF PROPEL | 14J05007880 | INVACARE | PM | 1 | 20
10755 | IN SERVICE | SOL9781 | ST MARY'S COMMUNITY HEALTH CAMPUS | SPINNAKER WARD | WHEELCHAIR | SWIFT 46SP | AA029124 | DAYS MEDICAL | PM | 1 | 20
10757 | IN SERVICE | SOL9783 | ST MARY'S COMMUNITY HEALTH CAMPUS | SPINNAKER WARD | WHEELCHAIR | 91439116 | 5028319129903 | PATTERSON MEDICAL | PM | 1 | 20
10759 | IN SERVICE | SOL9785 | JUBILEE HOUSE | INPATIENT UNIT-END OF LIFE CARE | INFUSION PUMP-SYRINGE | T34 | S94118 | CME MCKINLEY | PM | 1 | 55
10760 | IN SERVICE | SOL9786 | JUBILEE HOUSE | INPATIENT UNIT-END OF LIFE CARE | INFUSION PUMP-SYRINGE | T34 | S49703 | CME MCKINLEY | PM | 1 | 55
10761 | IN SERVICE | SOL9787 | JUBILEE HOUSE | INPATIENT UNIT-END OF LIFE CARE | INFUSION PUMP-SYRINGE | T34 | S79568 | CME MCKINLEY | PM | 1 | 55
10762 | IN SERVICE | SOL9788 | ADELAIDE HEALTH CENTRE | HEALTH VISITING AND SCHOOL NURSING | SCALE-BABY | 385 | 5385081125319 | SECA LTD | PM | 1 | 15
10763 | IN SERVICE | SOL9789 | ADELAIDE HEALTH CENTRE | HEALTH VISITING AND SCHOOL NURSING | SCALES | 835 | 9789 | SECA LTD | PM | 1 | 15
10764 | IN SERVICE | SOL9790 | ADELAIDE HEALTH CENTRE | HEALTH VISITING AND SCHOOL NURSING | SCALE-BABY | 385 | 5385310105127 | SECA LTD | PM | 1 | 15
10765 | IN SERVICE | SOL9791 | ADELAIDE HEALTH CENTRE | HEALTH VISITING AND SCHOOL NURSING | SCALE-BABY | 724 | 227645/922 | SECA LTD | PM | 1 | 15
10766 | IN SERVICE | SOL9792 | ROYAL SOUTH HANTS HOSPITAL | FANSHAWE WARD | BED SENSOR | RG2 | RG2-09170400 | RAMBLEGARD | PM | 1 | 10
10767 | IN SERVICE | SOL9793 | ROYAL SOUTH HANTS HOSPITAL | FANSHAWE WARD | BED SENSOR | RG2 | 2092 | RAMBLEGARD | PM | 1 | 10
10768 | IN SERVICE | SOL9794 | ROYAL SOUTH HANTS HOSPITAL | FANSHAWE WARD | BED SENSOR | RG2 | RG2-09170141 | RAMBLEGARD | PM | 1 | 10
10769 | IN SERVICE | SOL9795 | ROYAL SOUTH HANTS HOSPITAL | TB SERVICE-CLINIC ROOM 1 | CHAIR-PHLEBOTOMY | LABEL-049 | 95222 | SUNFLOWER MEDICAL | PM | 1 | 45
10770 | IN SERVICE | SOL9797 | ROYAL SOUTH HANTS HOSPITAL | OCCUPATIONAL HEALTH-BRAMBLES BUNGALOW | MEDICAL FRIDGE | LEC MEDICAL | 81280418444410651 | LEC MEDICAL | PM | 1 | NOT TO BE PRICED
10771 | IN SERVICE | SOL9798 | ROYAL SOUTH HANTS HOSPITAL | FANSHAWE WARD | HOVER MAT | HTAIR2300 | 21080029 | HOVERTECH | PM | 1 | 90
10772 | IN SERVICE | SOL9800 | ROYAL SOUTH HANTS HOSPITAL | COMMUNITY INDEPENDENCE SERVICE-LEVEL A | SPHYGMOMANOMETER | SHOCK RESISTANT | 190409110849 | WELCH ALLYN | PM | 1 | 8
10773 | IN SERVICE | SOL9801 | ROYAL SOUTH HANTS HOSPITAL | COMMUNITY INDEPENDENCE SERVICE-LEVEL A | THERMOMETER | THERMOSCAN | 18115K36359 | BRAUN | PM | 1 | 15
10774 | IN SERVICE | SOL9802 | BITTERNE HEALTH CENTRE | COMMUNITY NURSING TEAM | BLOOD PRESSURE MONITOR | DS5401-300 | 180925214617 | WELCH ALLYN | PM | 1 | 8
10775 | IN SERVICE | SOL9803 | BITTERNE HEALTH CENTRE | COMMUNITY NURSING TEAM | BLOOD PRESSURE MONITOR | DS5401-300 | 190212215229 | WELCH ALLYN | PM | 1 | 8
10776 | IN SERVICE | SOL9804 | BITTERNE HEALTH CENTRE | COMMUNITY NURSING TEAM | BLOOD PRESSURE MONITOR | DS5401-300 | 181211073759 | WELCH ALLYN | PM | 1 | 8
10777 | IN SERVICE | SOL9805 | BITTERNE HEALTH CENTRE | COMMUNITY NURSING TEAM | BLOOD PRESSURE MONITOR | DS5401-300 | 190212222649 | WELCH ALLYN | PM | 1 | 8
10778 | IN SERVICE | SOL9806 | BITTERNE HEALTH CENTRE | COMMUNITY NURSING TEAM | BLOOD PRESSURE MONITOR | DS5401-300 | 181214151257 | WELCH ALLYN | PM | 1 | 8
10779 | IN SERVICE | SOL9807 | BITTERNE HEALTH CENTRE | COMMUNITY NURSING TEAM | BLOOD PRESSURE MONITOR | DS5401-300 | 181214150429 | WELCH ALLYN | PM | 1 | 8
10780 | IN SERVICE | SOL9808 | BITTERNE HEALTH CENTRE | COMMUNITY NURSING TEAM | BLOOD PRESSURE MONITOR | DS5401-300 | 181214150917 | WELCH ALLYN | PM | 1 | 8
10781 | IN SERVICE | SOL9809 | BITTERNE HEALTH CENTRE | COMMUNITY NURSING TEAM | THERMOMETER | THERMOSCAN IRT 6020 | 22916K31090 | BRAUN | PM | 1 | 15
10782 | IN SERVICE | SOL9810 | BITTERNE HEALTH CENTRE | COMMUNITY NURSING TEAM | THERMOMETER | THERMOSCAN IRT 6020 | 22916K45959 | BRAUN | PM | 1 | 15
10783 | IN SERVICE | SOL9811 | BITTERNE HEALTH CENTRE | COMMUNITY NURSING TEAM | THERMOMETER | THERMOSCAN IRT 6020 | 22916K31361 | BRAUN | PM | 1 | 15
10784 | IN SERVICE | SOL9812 | BITTERNE HEALTH CENTRE | COMMUNITY NURSING TEAM | THERMOMETER | THERMOSCAN IRT 6020 | 22916K40397 | BRAUN | PM | 1 | 15
10785 | IN SERVICE | SOL9813 | BITTERNE HEALTH CENTRE | COMMUNITY NURSING TEAM | THERMOMETER | THERMOSCAN IRT 6020 | 22916K46632 | BRAUN | PM | 1 | 15
10786 | IN SERVICE | SOL9814 | BITTERNE HEALTH CENTRE | COMMUNITY NURSING TEAM | GLUCOMETER | SD CODE FREE | M03TE03AA6096 | SD BIOSENSOR | ASSET ONLY | 1 | NOT TO BE PRICED
10787 | IN SERVICE | SOL9815 | BITTERNE HEALTH CENTRE | COMMUNITY NURSING TEAM | GLUCOMETER | SD CODE FREE | M03TE03AA6101 | SD BIOSENSOR | ASSET ONLY | 1 | NOT TO BE PRICED
10788 | IN SERVICE | SOL9816 | BITTERNE HEALTH CENTRE | COMMUNITY NURSING TEAM | GLUCOMETER | SD CODE FREE | M03TE03AA6095 | SD BIOSENSOR | ASSET ONLY | 1 | NOT TO BE PRICED
10789 | IN SERVICE | SOL9817 | BITTERNE HEALTH CENTRE | COMMUNITY NURSING TEAM | GLUCOMETER | SD CODE FREE | M03TE03AA6094 | SD BIOSENSOR | ASSET ONLY | 1 | NOT TO BE PRICED
10790 | IN SERVICE | SOL9818 | BITTERNE HEALTH CENTRE | COMMUNITY NURSING TEAM | GLUCOMETER | SD CODE FREE | M03TE03AA6089 | SD BIOSENSOR | ASSET ONLY | 1 | NOT TO BE PRICED
10791 | IN SERVICE | SOL9819 | BITTERNE HEALTH CENTRE | COMMUNITY NURSING TEAM | GLUCOMETER | SD CODE FREE | M03TE03AA6093 | SD BIOSENSOR | ASSET ONLY | 1 | NOT TO BE PRICED
10792 | IN SERVICE | SOL9820 | BITTERNE HEALTH CENTRE | COMMUNITY NURSING TEAM | GLUCOMETER | SD CODE FREE | M03TE03AA6102 | SD BIOSENSOR | ASSET ONLY | 1 | NOT TO BE PRICED
10793 | IN SERVICE | SOL9821 | BITTERNE HEALTH CENTRE | COMMUNITY NURSING TEAM | GLUCOMETER | SD CODE FREE | M03TE03AA6098 | SD BIOSENSOR | ASSET ONLY | 1 | NOT TO BE PRICED
10794 | IN SERVICE | SOL9822 | BITTERNE HEALTH CENTRE | COMMUNITY NURSING TEAM | GLUCOMETER | SD CODE FREE | M03TE03AA6100 | SD BIOSENSOR | ASSET ONLY | 1 | NOT TO BE PRICED
10795 | IN SERVICE | SOL9823 | BITTERNE HEALTH CENTRE | COMMUNITY NURSING TEAM | GLUCOMETER | SD CODE FREE | M03TE03AA6099 | SD BIOSENSOR | ASSET ONLY | 1 | NOT TO BE PRICED
10796 | IN SERVICE | SOL9824 | ROYAL SOUTH HANTS HOSPITAL | DIABETES CENTRE-COPD | PULSE OXIMETER-FINGER | WRIST | 502603668 | NONIN | PM | 1 | 15
10797 | IN SERVICE | SOL9825 | ST MARY'S COMMUNITY HEALTH CAMPUS | SPINNAKER WARD | THERMOMETER | THERMOSCAN IRT 6020 | 26218K34947 | BRAUN | PM | 1 | 15
10798 | IN SERVICE | SOL9826 | ST MARY'S COMMUNITY HEALTH CAMPUS | SPINNAKER WARD | THERMOMETER | THERMOSCAN IRT 6020 | 26218K01211 | BRAUN | PM | 1 | 15
10799 | IN SERVICE | SOL9827 | ST MARY'S COMMUNITY HEALTH CAMPUS | SPINNAKER WARD | THERMOMETER | THERMOSCAN IRT 6020 | 24718K41823 | BRAUN | PM | 1 | 15
10800 | IN SERVICE | SOL9828 | ADELAIDE HEALTH CENTRE | CHILDREN COMMUNITY NURSING TEAM-LEVEL 2 | ASPIRATOR | LSU | 78141972092 | LAERDAL MEDICAL | PM | 1 | 25
10801 | IN SERVICE | SOL9829 | ADELAIDE HEALTH CENTRE | CHILDREN COMMUNITY NURSING TEAM-LEVEL 2 | ASPIRATOR | LSU | 78151972323 | LAERDAL MEDICAL | PM | 1 | 25
10802 | IN SERVICE | SOL9830 | ADELAIDE HEALTH CENTRE | CHILDREN COMMUNITY NURSING TEAM-LEVEL 2 | PULSE OXIMETER-HANDHELD | RAD 5 | N186583 | MASIMO | PM | 1 | 55
10803 | IN SERVICE | SOL9831 | HENRY TYNDALE SCHOOL | SCHOOL NURSES-CLINIC ROOM | SCALES | 899 | 5899063192674 | SECA LTD | PM | 1 | 15
10804 | IN SERVICE | SOL9832 | ADELAIDE HEALTH CENTRE | CHILDREN COMMUNITY NURSING TEAM-LEVEL 2 | SCALES | 899 | 5899063192695 | SECA LTD | PM | 1 | 15
10805 | IN SERVICE | SOL9833 | ADELAIDE HEALTH CENTRE | CHILDREN COMMUNITY NURSING TEAM-LEVEL 2 | HEIGHT MEASURE | LEICESTER | 9833 | MARSDEN | INSPECTION ONLY | 1 | 15
10806 | IN SERVICE | SOL9834 | ADELAIDE HEALTH CENTRE | CHILDREN COMMUNITY NURSING TEAM-LEVEL 2 | HEIGHT MEASURE | LEICESTER | 9834 | MARSDEN | INSPECTION ONLY | 1 | 15
10807 | IN SERVICE | SOL9835 | ADELAIDE HEALTH CENTRE | CHILDREN COMMUNITY NURSING TEAM-LEVEL 2 | HEIGHT MEASURE | LEICESTER | 9835 | MARSDEN | INSPECTION ONLY | 1 | 15
10808 | IN SERVICE | SOL9836 | ROYAL SOUTH HANTS HOSPITAL | COMMUNITY INDEPENDENCE SERVICE-LEVEL A | THERMOMETER | MC510-E2 | 20100106239UF | OMRON HEALTHCARE | PM | 1 | 15
10809 | IN SERVICE | SOL9837 | ROYAL SOUTH HANTS HOSPITAL | COMMUNITY INDEPENDENCE SERVICE-LEVEL A | THERMOMETER | THERMOSCAN | 23515K30975 | BRAUN | PM | 1 | 15
10810 | IN SERVICE | SOL9839 | ROYAL SOUTH HANTS HOSPITAL | COMMUNITY NURSING TEAM | BLOOD PRESSURE MONITOR | SPHYGMOMANOMETER | 9839 | TIMESCO | PM | 1 | 8
10811 | IN SERVICE | SOL9840 | ROYAL SOUTH HANTS HOSPITAL | COMMUNITY NURSING TEAM | THERMOMETER | THERMOSCAN | 09618K32868 | BRAUN | PM | 1 | 15
10812 | IN SERVICE | SOL9841 | JUBILEE HOUSE | INPATIENT UNIT-END OF LIFE CARE | INFUSION PUMP-SYRINGE | T34 | S44804 | CME MCKINLEY | PM | 1 | 55
10813 | IN SERVICE | SOL9842 | ROYAL SOUTH HANTS HOSPITAL | COMMUNITY NURSING TEAM | THERMOMETER | THERMOSCAN | 25816K45568 | BRAUN | PM | 1 | 15
10814 | IN SERVICE | SOL9843 | ROYAL SOUTH HANTS HOSPITAL | COMMUNITY NURSING TEAM | THERMOMETER | THERMOSCAN | 25816K47936 | BRAUN | PM | 1 | 15
10815 | IN SERVICE | SOL9844 | ROYAL SOUTH HANTS HOSPITAL | COMMUNITY NURSING TEAM | THERMOMETER | THERMOSCAN | 18315K30806 | BRAUN | PM | 1 | 15
10816 | IN SERVICE | SOL9845 | ROYAL SOUTH HANTS HOSPITAL | COMMUNITY NURSING TEAM | PULSE OXIMETER-FINGER | 9006368 | 182615900408 | HENRY SCHEIN | PM | 1 | 15
10817 | IN SERVICE | SOL9846 | ROYAL SOUTH HANTS HOSPITAL | COMMUNITY NURSING TEAM | THERMOMETER | THERMOSCAN 6022 | 11112323422 | BRAUN | PM | 1 | 15
10818 | IN SERVICE | SOL9847 | ROYAL SOUTH HANTS HOSPITAL | SEXUAL HEALTH | THERMOMETER | THERMOSCAN | 30715K44890 | BRAUN | PM | 1 | 15
10819 | IN SERVICE | SOL9848 | ROYAL SOUTH HANTS HOSPITAL | SEXUAL HEALTH | THERMOMETER | THERMOSCAN | 25916K41069 | BRAUN | PM | 1 | 15
10820 | IN SERVICE | SOL9849 | ROYAL SOUTH HANTS HOSPITAL | SEXUAL HEALTH | THERMOMETER | THERMOSCAN PRO 4000 | 30511K04310 | WELCH ALLYN | PM | 1 | 15
10821 | IN SERVICE | SOL9850 | ROYAL SOUTH HANTS HOSPITAL | SEXUAL HEALTH | ASPIRATOR | VX2 | BB01218 | SSCOR INC | PM | 1 | 25
10822 | IN SERVICE | SOL9851 | ROYAL SOUTH HANTS HOSPITAL | SEXUAL HEALTH | THERMOMETER | THERMOSCAN | 25916K40041 | BRAUN | PM | 1 | 15
10823 | IN SERVICE | SOL9852 | ROYAL SOUTH HANTS HOSPITAL | SEXUAL HEALTH | BLOOD PRESSURE MONITOR | UA-767 | 5071101717 | A&D INSTRUMENTS | PM | 1 | 8
10824 | IN SERVICE | SOL9853 | ROYAL SOUTH HANTS HOSPITAL | SEXUAL HEALTH | SCALES | 877 | 5877139165412 | SECA LTD | PM | 1 | 15
10825 | IN SERVICE | SOL9854 | ROYAL SOUTH HANTS HOSPITAL | SEXUAL HEALTH | THERMOMETER | THERMOSCAN | 34713K06841 | BRAUN | PM | 1 | 15
10826 | IN SERVICE | SOL9855 | BATTENBURG AVENUE CLINIC | CHILDREN COMMUNITY NURSING-CHILD NURSING | PULSE OXIMETER-HANDHELD | RAD 5 | N136870 | MASIMO | PM | 1 | 55
10827 | IN SERVICE | SOL9856 | BATTENBURG AVENUE CLINIC | CHILDREN COMMUNITY NURSING-CHILD NURSING | PULSE OXIMETER-HANDHELD | NELLCOR | MBP1524420 | COVIDIEN | PM | 1 | 55
10828 | IN SERVICE | SOL9857 | BATTENBURG AVENUE CLINIC | CHILDREN COMMUNITY NURSING-CHILD NURSING | ASPIRATOR | LSU | 78141972096 | LAERDAL MEDICAL | PM | 1 | 25
10829 | IN SERVICE | SOL9858 | BATTENBURG AVENUE CLINIC | CHILDREN COMMUNITY NURSING-CHILD NURSING | ASPIRATOR | LSU | 78141972109 | LAERDAL MEDICAL | PM | 1 | 25
10830 | IN SERVICE | SOL9859 | TWO SAINTS DAY CENTRE | HOMELESS HEALTH TEAM-TWO SAINTS DAY | BLOOD PRESSURE MONITOR | M6 COMFORT | 20181111257VG | OMRON HEALTHCARE | PM | 1 | 8
10831 | IN SERVICE | SOL9860 | TWO SAINTS DAY CENTRE | HOMELESS HEALTH TEAM-TWO SAINTS DAY | OPHTHALMOSCOPE | 11710 STANDARD OPHTHALMOSCOPE 3.5V | 9860 | WELCH ALLYN | PM | 1 | 5
10832 | IN SERVICE | SOL9861 | TWO SAINTS DAY CENTRE | HOMELESS HEALTH TEAM-TWO SAINTS DAY | SCALES | 875 | 5875012184888 | SECA LTD | PM | 1 | 15
10833 | IN SERVICE | SOL9862 | SATELLITE CLINIC | HOMELESS HEALTH TEAM-PATRICK HOUSE-GP SURGERY | GLUCOMETER | GLUCO RX NEXUS | 4141118020009616 | TAIDOC TECHNOLOGY | ASSET ONLY | 1 | NOT TO BE PRICED
10834 | IN SERVICE | SOL9872 | JUBILEE HOUSE | INPATIENT UNIT-END OF LIFE CARE | INFUSION PUMP-SYRINGE | T34 | S53617 | CME MCKINLEY | PM | 1 | 55
10835 | IN SERVICE | SOL9873 | JUBILEE HOUSE | INPATIENT UNIT-END OF LIFE CARE | INFUSION PUMP-SYRINGE | T34 | 83901 | CME MCKINLEY | PM | 1 | 55
10836 | IN SERVICE | SOL9874 | CHASE COMMUNITY HOSPITAL | SEXUAL HEALTH | MEDICAL FRIDGE | PESR82UK | 90400088444410640 | LEC MEDICAL | PM | 1 | NOT TO BE PRICED
10837 | IN SERVICE | SOL9875 | CHASE COMMUNITY HOSPITAL | SEXUAL HEALTH | SCALES | 761 | 576131282425 | SECA LTD | PM | 1 | 15
10838 | IN SERVICE | SOL9876 | BATTENBURG AVENUE CLINIC | CHILDREN COMMUNITY NURSING-CHILD NURSING | HUMIDIFIER | MR850 | 080616018323 | FISHER & PAYKEL | PM | 1 | 55
10839 | IN SERVICE | SOL9877 | BATTENBURG AVENUE CLINIC | CHILDREN COMMUNITY NURSING-CHILD NURSING | THERMOMETER | THERMOSCAN 6021 | 11120899653 | WELCH ALLYN | PM | 1 | 15
10840 | IN SERVICE | SOL9878 | ST MARY'S COMMUNITY HEALTH CAMPUS | OUTPATIENTS | MEDICAL FRIDGE | PESR47UK | 90680327444410568 | LEC MEDICAL | PM | 1 | NOT TO BE PRICED
10841 | IN SERVICE | SOL9879 | PORTSWOOD SOLENT SURGERY | GP SURGERY | BLOOD PRESSURE MONITOR | HONSUN | 9879 | LYALL WILLIS | PM | 1 | 8
10842 | IN SERVICE | SOL9880 | ADELAIDE HEALTH CENTRE | GP SURGERY | THERMOMETER | 6021 | 15319K60540 | WELCH ALLYN | PM | 1 | 15
10843 | IN SERVICE | SOL9881 | PORTSWOOD SOLENT SURGERY | GP SURGERY | PULSE OXIMETER-FINGER | MD300C19 | 190809101848 | BEIJING CHOICE ELECTRONICS | PM | 1 | 15
10844 | IN SERVICE | SOL9882 | ADELAIDE HEALTH CENTRE | GP SURGERY | SCALES | 877 | 10000000258529 | SECA LTD | PM | 1 | 15
10845 | IN SERVICE | SOL9883 | BITTERNE HEALTH CENTRE | PODIATRY-PODIATRY CLINIC | THERMOMETER | BK8005 | 9883 | BOKANG | PM | 1 | 15
10846 | IN SERVICE | SOL9884 | BITTERNE HEALTH CENTRE | PODIATRY-PODIATRY CLINIC | LIGHT-EXAMINATION | LHHG2 | 9884 | LUXO LTD | PM | 1 | 10
10847 | IN SERVICE | SOL9885 | ROYAL SOUTH HANTS HOSPITAL | DIABETES CENTRE-PODIATRY | PULSE OXIMETER-FINGER | WRIST | 502049698 | NONIN | PM | 1 | 15
10848 | IN SERVICE | SOL9886 | BITTERNE HEALTH CENTRE | PODIATRY-PODIATRY CLINIC | LIGHT-EXAMINATION | LHHG2 | 9886 | LUXO LTD | PM | 1 | 10
10849 | IN SERVICE | SOL9887 | BITTERNE HEALTH CENTRE | CARDIAC SERVICES-CONSULTING ROOM | BLOOD PRESSURE MONITOR | HONSUN | 800282 | LYALL WILLIS | PM | 1 | 8
10850 | IN SERVICE | SOL9888 | BITTERNE HEALTH CENTRE | SITE SERVICES-CONSULTING ROOM | BLOOD PRESSURE MONITOR | SPHYGMOMANOMETER | 9888 | TIMESCO | PM | 1 | 8
10851 | IN SERVICE | SOL9889 | ROYAL SOUTH HANTS HOSPITAL | OCCUPATIONAL HEALTH-BRAMBLES BUNGALOW | MEDICAL FRIDGE | LABCOLD | L000916 | LABCOLD | PM | 1 | NOT TO BE PRICED
10852 | IN SERVICE | SOL9890 | JUBILEE HOUSE | INPATIENT UNIT-END OF LIFE CARE | ECG MACHINE | CT3000I | 85128 | SECA LTD | PM | 1 | 88
10853 | IN SERVICE | SOL9891 | BITTERNE HEALTH CENTRE | PODIATRY-PODIATRY CLINIC | LIGHT-EXAMINATION | LHHG2 | 9891 | LUXO LTD | PM | 1 | 10
10854 | IN SERVICE | SOL9892 | BITTERNE HEALTH CENTRE | SITE SERVICES-CONSULTING ROOM | BED-ELECTRIC | NESBIT EVANS | 9892 | ARJO HUNTLEIGH | PM | 1 | 20
10855 | IN SERVICE | SOL9893 | BITTERNE HEALTH CENTRE | PODIATRY-PODIATRY CLINIC | SCALES | 761 | 5761074181479 | SECA LTD | PM | 1 | 15
10856 | IN SERVICE | SOL9894 | BITTERNE HEALTH CENTRE | PODIATRY-PODIATRY CLINIC | LIGHT-EXAMINATION | LHHG2 | 9894 | LUXO LTD | PM | 1 | 10
10857 | IN SERVICE | SOL9895 | WESTERN COMMUNITY HOSPITAL | WEST COMMUNITY INDEPENDENCE TEAM-WESTERN WING | BLOOD PRESSURE MONITOR | UA-767 | 190300099 | A&D INSTRUMENTS | PM | 1 | 8
10858 | IN SERVICE | SOL9896 | WESTERN COMMUNITY HOSPITAL | WEST COMMUNITY INDEPENDENCE TEAM-WESTERN WING | BLOOD PRESSURE MONITOR | UA-767 | 5190300095 | A&D INSTRUMENTS | PM | 1 | 8
10859 | IN SERVICE | SOL9897 | WESTERN COMMUNITY HOSPITAL | WEST COMMUNITY INDEPENDENCE TEAM-WESTERN WING | BLOOD PRESSURE MONITOR | UA-767 | 190300100 | A&D INSTRUMENTS | PM | 1 | 8
10860 | IN SERVICE | SOL9898 | CHASE COMMUNITY HOSPITAL | SEXUAL HEALTH | BLOOD PRESSURE MONITOR | UA-767 | 5181101083 | A&D INSTRUMENTS | PM | 1 | 8
10861 | IN SERVICE | SOL9899 | CHASE COMMUNITY HOSPITAL | SEXUAL HEALTH | BLOOD PRESSURE MONITOR | UA-767 | 5181101088 | A&D INSTRUMENTS | PM | 1 | 8
10862 | IN SERVICE | SOL9900 | BITTERNE HEALTH CENTRE | COMMUNITY NURSING TEAM | BLOOD PRESSURE MONITOR | ACCOSON | 9900 | ACCOSON | PM | 1 | 8
10863 | IN SERVICE | SOL9901 | BITTERNE HEALTH CENTRE | COMMUNITY NURSING TEAM | DOPPLER | D900 | 900LX0170492-14 | HUNTLEIGH HEALTHCARE | PM | 1 | 30
10864 | IN SERVICE | SOL9902 | BITTERNE HEALTH CENTRE | CARDIAC SERVICES-CONSULTING ROOM | BLOOD PRESSURE MONITOR | SPHYGMOMANOMETER | 9902 | TIMESCO | PM | 1 | 8
10865 | IN SERVICE | SOL9903 | BITTERNE HEALTH CENTRE | CARDIAC SERVICES-CONSULTING ROOM | BLOOD PRESSURE MONITOR | SPHYGMOMANOMETER | 9903 | TIMESCO | PM | 1 | 8
10866 | IN SERVICE | SOL9904 | BITTERNE HEALTH CENTRE | CARDIAC SERVICES-FIRST FLOOR | PULSE OXIMETER-FINGER | N9590 | 502224310 | NONIN | PM | 1 | 15
10867 | IN SERVICE | SOL9905 | BITTERNE HEALTH CENTRE | CARDIAC SERVICES-FIRST FLOOR | BLOOD PRESSURE MONITOR | HANDHELD | 9905 | MERLIN MEDICAL | PM | 1 | 8
10868 | IN SERVICE | SOL9906 | PICKLES COPPICE | DENTAL-CLINIC ROOM | DENTAL DRILL | X-SMART | U1058131002 | DENTSPLY | OEM-AIH | 1 | 45
10869 | IN SERVICE | SOL9907 | PICKLES COPPICE | DENTAL-CLINIC ROOM | DENTAL LIGHT | N30 | 9907 | DERUNGS LICHT AG | OEM-AIH | 1 | 8
10870 | IN SERVICE | SOL9909 | CROWN HEIGHTS | SEXUAL HEALTH | ULTRASOUND TRANSDUCER | 12L-RS | 764455WX2 | GE HEALTHCARE | OEM-AIH | 1 | FOC
10871 | IN SERVICE | SOL9915 | ST MARY'S COMMUNITY HEALTH CAMPUS | SEXUAL HEALTH | ULTRASOUND TRANSDUCER | 12L-RS | 761923WX2 | GE HEALTHCARE | OEM-AIH | 1 | FOC
10872 | IN SERVICE | SOL9919 | BITTERNE HEALTH CENTRE | COMMUNITY NURSING TEAM | THERMOMETER | THERMOSCAN | 10618K02548 | BRAUN | PM | 1 | 15
10873 | IN SERVICE | SOL9920 | BITTERNE HEALTH CENTRE | COMMUNITY NURSING TEAM | THERMOMETER | THERMOSCAN | 25816K47891 | BRAUN | PM | 1 | 15
10874 | IN SERVICE | SOL9921 | ROYAL SOUTH HANTS HOSPITAL | SEXUAL HEALTH | ULTRASOUND TRANSDUCER | 12L-RS | 764427WX1 | GE HEALTHCARE | OEM-AIH | 1 | FOC
10875 | IN SERVICE | SOL10251 | ADELAIDE HEALTH CENTRE | CHILDREN COMMUNITY NURSING TEAM-LEVEL 2 | HEIGHT MEASURE | LEICESTER | 10251 | MARSDEN | INSPECTION ONLY | 1 | 15
10876 | IN SERVICE | SOL10252 | HENRY TYNDALE SCHOOL | SCHOOL NURSES-CLINIC ROOM | HEIGHT MEASURE | LEICESTER | 10252 | MARSDEN | INSPECTION ONLY | 1 | 15
10877 | IN SERVICE | SOL10253 | ADELAIDE HEALTH CENTRE | CHILDREN COMMUNITY NURSING TEAM-LEVEL 2 | PULSE OXIMETER-HANDHELD | PM100N | MBH1500868 | COVIDIEN | PM | 1 | 55
10878 | IN SERVICE | SOL10254 | ADELAIDE HEALTH CENTRE | CHILDREN COMMUNITY NURSING TEAM-LEVEL 2 | ASPIRATOR | DEVILBISS | PU110231 | SUNRISE MEDICAL | PM | 1 | 25
10879 | IN SERVICE | SOL7006 | ST MARY'S COMMUNITY HEALTH CAMPUS | SEXUAL HEALTH | ULTRASOUND TRANSDUCER | RIC5-9W-RS | 139804KR9 | GE HEALTHCARE | OEM-AIH | 1 | FOC
10880 | IN SERVICE | SOL8829 | BRAMBLYS GRANGE HEALTH CENTRE | DENTAL-DENTAL CLINIC | DENTAL CART | PDU II | 9535 | QUDENT | OEM-AIH | 1 | 110
10881 | IN SERVICE | SOL8832 | EASTNEY HEALTH CENTRE | DENTAL-CLINIC ROOM | DENTAL HOT AIR BLOWER | HEATSTREAM | 1505605 | SAFE AIR | OEM-AIH | 1 | 20
10882 | IN SERVICE | SOL9489 | ROSEWOOD FREE SCHOOL | SCHOOL NURSES-NURSES ROOM | PULSE OXIMETER-FINGER | ANP100 | 18040802568 | ANA WIZ LTD | PM | 1 | 15
10883 | IN SERVICE | SOL9490 | ROSEWOOD FREE SCHOOL | SCHOOL NURSES-NURSES ROOM | PULSE OXIMETER-FINGER | GO2 | 501646473 | NONIN | PM | 1 | 15
10884 | IN SERVICE | SOL9491 | ST MARY'S COMMUNITY HEALTH CAMPUS | SEXUAL HEALTH | BLOOD PRESSURE MONITOR | M6 COMFORT | 20190512756VG | OMRON HEALTHCARE | PM | 1 | 8
10885 | IN SERVICE | SOL9492 | ST MARY'S COMMUNITY HEALTH CAMPUS | SEXUAL HEALTH | BLOOD PRESSURE MONITOR | M6 COMFORT | 20190512758VG | OMRON HEALTHCARE | PM | 1 | 8
10886 | IN SERVICE | SOL9493 | ST MARY'S COMMUNITY HEALTH CAMPUS | SEXUAL HEALTH | BLOOD PRESSURE MONITOR | M6 COMFORT | 20190512757VG | OMRON HEALTHCARE | PM | 1 | 8
10887 | IN SERVICE | SOL9494 | ST MARY'S COMMUNITY HEALTH CAMPUS | SEXUAL HEALTH | BLOOD PRESSURE MONITOR | M6 COMFORT | 20190512759VG | OMRON HEALTHCARE | PM | 1 | 8
10888 | IN SERVICE | SOL9495 | ST MARY'S COMMUNITY HEALTH CAMPUS | SEXUAL HEALTH | BLOOD PRESSURE MONITOR | M6 COMFORT | 20190512760VG | OMRON HEALTHCARE | PM | 1 | 8
10889 | IN SERVICE | SOL9496 | ROYAL SOUTH HANTS HOSPITAL | SEXUAL HEALTH | BLOOD PRESSURE MONITOR | M6 COMFORT | 20170208123VG | OMRON HEALTHCARE | PM | 1 | 8
10890 | IN SERVICE | SOL9497 | ROYAL SOUTH HANTS HOSPITAL | COMMUNITY NURSING TEAM | THERMOMETER | THERMOSCAN 6020 | 23615K33040 | BRAUN | PM | 1 | 15
10891 | IN SERVICE | SOL9498 | ADELAIDE HEALTH CENTRE | CHILDREN COMMUNITY NURSING TEAM-LEVEL 2 | NEBULISER | TURBO BOY SX | 2W19E03532 | PARI MEDICAL LTD | PM | 1 | 15
10892 | IN SERVICE | SOL9499 | ADELAIDE HEALTH CENTRE | CHILDREN COMMUNITY NURSING TEAM-LEVEL 2 | PULSE OXIMETER-HANDHELD | N65 | G06816110 | NELLCOR | PM | 1 | 55
10893 | IN SERVICE | SOL9500 | ADELAIDE HEALTH CENTRE | CHILDREN COMMUNITY NURSING TEAM-LEVEL 2 | HUMIDIFIER | MR850 | 080901028357 | FISHER & PAYKEL | PM | 1 | 55
10896 | IN SERVICE | 701717 | ANDOVER HEALTH CENTRE | DENTAL-X-RAY ROOM | SLING | SLING | 701717 | LIKO | OEM-MEDACO | 1 | 14
10934 | IN SERVICE | SL2707100094 | ST JAMES HOSPITAL | THE ORCHARDS-CRISIS RESOLUTION TREATMENT TEAM | SLING | SLING | SL2707100094 | SUNRISE MEDICAL | OEM-MEDACO | 1 | 14
10967 | IN SERVICE | 146188 | ST MARY'S COMMUNITY HEALTH CAMPUS | SEXUAL HEALTH | SLING | SLING | 146188 | PRISM MEDICAL | OEM-MEDACO | 1 | 14
10968 | IN SERVICE | 159924 | ST MARY'S COMMUNITY HEALTH CAMPUS | SEXUAL HEALTH | SLING | SLING | 159924 | PRISM MEDICAL | OEM-MEDACO | 1 | 14
10971 | IN SERVICE | SL4007080052 | ST MARY'S COMMUNITY HEALTH CAMPUS | SPINNAKER WARD | SLING | SLING | SL4007080052 | OXFORD INSTRUMENTS | OEM-MEDACO | 1 | 14
10978 | IN SERVICE | 8A300P1109022028 | ST MARY'S COMMUNITY HEALTH CAMPUS | SPINNAKER WARD | SLING | SLING | 8A300P1109022028 | PRISM MEDICAL | OEM-MEDACO | 1 | 14
10985 | IN SERVICE | 740613000800045 | ST MARY'S COMMUNITY HEALTH CAMPUS | SPINNAKER WARD | SLING | SLING | 740613000800045 | ARJO HUNTLEIGH | OEM-MEDACO | 1 | 14
10986 | IN SERVICE | 740614002900034 | ST MARY'S COMMUNITY HEALTH CAMPUS | SPINNAKER WARD | SLING-UNIVERSAL | 272 | 740614002900034 | ARJO HUNTLEIGH | OEM-MEDACO | 1 | 14
10987 | IN SERVICE | 740914000700012 | ST MARY'S COMMUNITY HEALTH CAMPUS | SPINNAKER WARD | SLING | SLING | 740914000700012 | ARJO HUNTLEIGH | OEM-MEDACO | 1 | 14
10988 | IN SERVICE | 741211002500010 | ST MARY'S COMMUNITY HEALTH CAMPUS | SPINNAKER WARD | SLING | SLING | 741211002500010 | ARJO HUNTLEIGH | OEM-MEDACO | 1 | 14
10989 | IN SERVICE | SL4010070012 | ST MARY'S COMMUNITY HEALTH CAMPUS | SPINNAKER WARD | SLING | SLING | SL4010070012 | OXFORD INSTRUMENTS | OEM-MEDACO | 1 | 14
10990 | IN SERVICE | 8A1400P110023531 | ST MARY'S COMMUNITY HEALTH CAMPUS | SPINNAKER WARD | SLING | SLING | 8A1400P110023531 | PRISM MEDICAL | OEM-MEDACO | 1 | 14
10991 | IN SERVICE | KKA5120 | ST MARY'S COMMUNITY HEALTH CAMPUS | SPINNAKER WARD | SLING | SLING | KKA5120 | ARJO HUNTLEIGH | OEM-MEDACO | 1 | 14
10992 | IN SERVICE | KXX52820 | ST MARY'S COMMUNITY HEALTH CAMPUS | SPINNAKER WARD | SLING | SLING | KXX52820 | ARJO HUNTLEIGH | OEM-MEDACO | 1 | 14
10993 | IN SERVICE | KKX52810 | ST MARY'S COMMUNITY HEALTH CAMPUS | SPINNAKER WARD | SLING | SLING | KKX52810 | ARJO HUNTLEIGH | OEM-MEDACO | 1 | 14
10994 | IN SERVICE | KKX528205 | ST MARY'S COMMUNITY HEALTH CAMPUS | SPINNAKER WARD | SLING | SLING | KKX528205 | ARJO HUNTLEIGH | OEM-MEDACO | 1 | 14
11040 | IN SERVICE | 71059 | JUBILEE HOUSE | INPATIENT UNIT-END OF LIFE CARE | HOIST | OPERA | GB4703930595006 | ARJO HUNTLEIGH | OEM-MEDACO | 1 | 90
11041 | IN SERVICE | 106072 | ANDOVER HEALTH CENTRE | SEXUAL HEALTH | MICROSCOPE | ECLIPSE E200 | 106072 | NIKON UK LTD | OEM-CONTRACT PM | 1 | 95
11042 | IN SERVICE | 451487 | CHASE COMMUNITY HOSPITAL | SEXUAL HEALTH | MICROSCOPE | AXIO SKOP | 451487 | KARL ZEISS SURGICAL | OEM-CONTRACT PM | 1 | 95
11044 | IN SERVICE | SOL0213 | ST MARY'S COMMUNITY HEALTH CAMPUS | PHYSIOTHERAPY-PHYSIOTHERAPY ROOM | ULTRASOUND MACHINE THERAPY | SONOPULS 464 | 14-742 | ENRAF NONIUS | PM | 1 | 130
11046 | IN SERVICE | SOL0745 | JUBILEE HOUSE | INPATIENT UNIT-END OF LIFE CARE | BED-ELECTRIC | 805.398 | 900220 | HUNTLEIGH HEALTHCARE | PM | 1 | 20
11047 | IN SERVICE | SOL0836 | JUBILEE HOUSE | INPATIENT UNIT-END OF LIFE CARE | BED-ELECTRIC | CONTOURA | 514258 | ARJO HUNTLEIGH | PM | 1 | 20
11048 | IN SERVICE | SOL0870 | JUBILEE HOUSE | INPATIENT UNIT-END OF LIFE CARE | BLOOD PRESSURE MONITOR | ANEROID | NOT FOUND | ACCOSON | PM | 1 | 8
11049 | IN SERVICE | SOL10000 | BATTENBURG AVENUE CLINIC | CHILDREN COMMUNITY NURSING-CHILD NURSING | ASPIRATOR | LSU | 78151972309 | LAERDAL MEDICAL | PM | 1 | 25
11050 | IN SERVICE | SOL10255 | ST MARY'S COMMUNITY HEALTH CAMPUS | COMMUNITY NURSING TEAM | THERMOMETER | ET-100A | 10255 | SHANGHAI INTERNATIONAL | PM | 1 | 15
11051 | IN SERVICE | SOL10256 | JUBILEE HOUSE | INPATIENT UNIT-END OF LIFE CARE | THERMOMETER | ET-100A | 10256 | SHANGHAI INTERNATIONAL | PM | 1 | 15
11052 | IN SERVICE | SOL10257 | ST MARY'S COMMUNITY HEALTH CAMPUS | COMMUNITY NURSING TEAM | THERMOMETER | ET-100A | 10257 | SHANGHAI INTERNATIONAL | PM | 1 | 15
11053 | IN SERVICE | SOL10258 | ST MARY'S COMMUNITY HEALTH CAMPUS | COMMUNITY NURSING TEAM | THERMOMETER | ET-100A | 10258 | SHANGHAI INTERNATIONAL | PM | 1 | 15
11054 | IN SERVICE | SOL10259 | ST MARY'S COMMUNITY HEALTH CAMPUS | COMMUNITY NURSING TEAM | THERMOMETER | ET-100A | 10259 | SHANGHAI INTERNATIONAL | PM | 1 | 15
11055 | IN SERVICE | SOL10260 | ST MARY'S COMMUNITY HEALTH CAMPUS | COMMUNITY NURSING TEAM | THERMOMETER | ET-100A | 10260 | SHANGHAI INTERNATIONAL | PM | 1 | 15
11056 | IN SERVICE | SOL10261 | ST MARY'S COMMUNITY HEALTH CAMPUS | COMMUNITY NURSING TEAM | THERMOMETER | ET-100A | 10261 | SHANGHAI INTERNATIONAL | PM | 1 | 15
11057 | IN SERVICE | SOL10262 | ST MARY'S COMMUNITY HEALTH CAMPUS | COMMUNITY NURSING TEAM | THERMOMETER | ET-100A | 10262 | SHANGHAI INTERNATIONAL | PM | 1 | 15
11058 | IN SERVICE | SOL10263 | ST MARY'S COMMUNITY HEALTH CAMPUS | COMMUNITY NURSING TEAM | THERMOMETER | ET-100A | 10263 | SHANGHAI INTERNATIONAL | PM | 1 | 15
11059 | IN SERVICE | SOL10264 | ST MARY'S COMMUNITY HEALTH CAMPUS | COMMUNITY NURSING TEAM | THERMOMETER | ET-100A | 10264 | SHANGHAI INTERNATIONAL | PM | 1 | 15
11060 | IN SERVICE | SOL10265 | ST MARY'S COMMUNITY HEALTH CAMPUS | COMMUNITY NURSING TEAM | BLOOD PRESSURE MONITOR | ANEROID | 170200279 | ACCOSON | PM | 1 | 8
11061 | IN SERVICE | SOL10266 | ST MARY'S COMMUNITY HEALTH CAMPUS | COMMUNITY NURSING TEAM | PULSE OXIMETER-FINGER | MD300C2 | 150200685 | BEIJING CHOICE ELECTRONICS | PM | 1 | 15
11062 | IN SERVICE | SOL10267 | ST MARY'S COMMUNITY HEALTH CAMPUS | COMMUNITY NURSING TEAM | PULSE OXIMETER-FINGER | MD300C2 | 171103900005 | BEIJING CHOICE ELECTRONICS | PM | 1 | 15
11063 | IN SERVICE | SOL10268 | ST MARY'S COMMUNITY HEALTH CAMPUS | COMMUNITY NURSING TEAM | THERMOMETER | ET-100A | 10268 | SHANGHAI INTERNATIONAL | PM | 1 | 15
11064 | IN SERVICE | SOL10269 | ST MARY'S COMMUNITY HEALTH CAMPUS | COMMUNITY NURSING TEAM | THERMOMETER | ET-100A | 10269 | SHANGHAI INTERNATIONAL | PM | 1 | 15
11065 | IN SERVICE | SOL10270 | ST MARY'S COMMUNITY HEALTH CAMPUS | COMMUNITY NURSING TEAM | THERMOMETER | ET-100A | 10270 | SCIAN | PM | 1 | 15
11067 | IN SERVICE | SOL10272 | BITTERNE HEALTH CENTRE | COMMUNITY NURSING TEAM | PULSE OXIMETER-FINGER | 9006368 | 183515900499 | HENRY SCHEIN | PM | 1 | 15
11068 | IN SERVICE | SOL10273 | BITTERNE HEALTH CENTRE | COMMUNITY NURSING TEAM | PULSE OXIMETER-FINGER | 9006368 | 183515900527 | HENRY SCHEIN | PM | 1 | 15
11069 | IN SERVICE | SOL10274 | BITTERNE HEALTH CENTRE | COMMUNITY NURSING TEAM | PULSE OXIMETER-FINGER | 9006368 | 183515900500 | HENRY SCHEIN | PM | 1 | 15
11070 | IN SERVICE | SOL10275 | BITTERNE HEALTH CENTRE | COMMUNITY NURSING TEAM | PULSE OXIMETER-FINGER | 9006368 | 183515900693 | HENRY SCHEIN | PM | 1 | 15
11071 | IN SERVICE | SOL10276 | BITTERNE HEALTH CENTRE | COMMUNITY NURSING TEAM | PULSE OXIMETER-FINGER | 9006368 | 183515900490 | HENRY SCHEIN | PM | 1 | 15
11072 | IN SERVICE | SOL10277 | BITTERNE HEALTH CENTRE | COMMUNITY NURSING TEAM | PULSE OXIMETER-FINGER | 9006368 | 183515900526 | HENRY SCHEIN | PM | 1 | 15
11073 | IN SERVICE | SOL10278 | BITTERNE HEALTH CENTRE | COMMUNITY NURSING TEAM | PULSE OXIMETER-FINGER | 9006368 | 183515900496 | HENRY SCHEIN | PM | 1 | 15
11074 | IN SERVICE | SOL10279 | BITTERNE HEALTH CENTRE | COMMUNITY NURSING TEAM | PULSE OXIMETER-FINGER | 9006368 | 183515900517 | HENRY SCHEIN | PM | 1 | 15
11075 | IN SERVICE | SOL10280 | BITTERNE HEALTH CENTRE | COMMUNITY NURSING TEAM | PULSE OXIMETER-FINGER | 9006368 | 183515900522 | HENRY SCHEIN | PM | 1 | 15
11076 | IN SERVICE | SOL10281 | BITTERNE HEALTH CENTRE | COMMUNITY NURSING TEAM | PULSE OXIMETER-FINGER | 9006368 | 183515900483 | HENRY SCHEIN | PM | 1 | 15
11077 | IN SERVICE | SOL10282 | ROYAL SOUTH HANTS HOSPITAL | COMMUNITY NURSING TEAM | BLOOD PRESSURE MONITOR | NONE | 1800700270 | HENRY SCHEIN | PM | 1 | 8
11078 | IN SERVICE | SOL10283 | BITTERNE HEALTH CENTRE | COMMUNITY NURSING TEAM | INFUSION PUMP-SYRINGE | T34(3RD EDITION) | S03005395 | CME MCKINLEY | PM | 1 | 55
11079 | IN SERVICE | SOL10284 | WESTERN COMMUNITY HOSPITAL | SNOWDON WARD-MAIN BLOCK | HOIST-CEILING | MAXI SKY 2 | 300313578 | ARJO HUNTLEIGH | OEM-MEDACO | 1 | 142
11080 | IN SERVICE | SOL10285 | WESTERN COMMUNITY HOSPITAL | SNOWDON WARD-MAIN BLOCK | HOIST-CEILING | MAXI SKY 2 | 300313577 | ARJO HUNTLEIGH | OEM-MEDACO | 1 | 142
11081 | IN SERVICE | SOL10286 | WESTERN COMMUNITY HOSPITAL | SNOWDON WARD-MAIN BLOCK | HOIST-CEILING | MAXI SKY 2 | 300313650 | ARJO HUNTLEIGH | OEM-MEDACO | 1 | 142
11082 | IN SERVICE | SOL10287 | WESTERN COMMUNITY HOSPITAL | SNOWDON WARD-MAIN BLOCK | HOIST-CEILING | MAXI SKY 2 | 300313575 | ARJO HUNTLEIGH | OEM-MEDACO | 1 | 142
11083 | IN SERVICE | SOL10288 | WESTERN COMMUNITY HOSPITAL | SNOWDON WARD-MAIN BLOCK | HOIST-CEILING | MAXI SKY 2 | 300313560 | ARJO HUNTLEIGH | OEM-MEDACO | 1 | 142
11084 | IN SERVICE | SOL10289 | WESTERN COMMUNITY HOSPITAL | SNOWDON WARD-MAIN BLOCK | HOIST-CEILING | MAXI SKY 2 | 300313550 | ARJO HUNTLEIGH | OEM-MEDACO | 1 | 142
11085 | IN SERVICE | SOL10290 | WESTERN COMMUNITY HOSPITAL | SNOWDON WARD-MAIN BLOCK | HOIST-CEILING | MAXI SKY 2 | 300313571 | ARJO HUNTLEIGH | OEM-MEDACO | 1 | 142
11086 | IN SERVICE | SOL10291 | WESTERN COMMUNITY HOSPITAL | SNOWDON WARD-MAIN BLOCK | HOIST-CEILING | MAXI SKY 2 | 300315558 | ARJO HUNTLEIGH | OEM-MEDACO | 1 | 142
11087 | IN SERVICE | SOL10292 | WESTERN COMMUNITY HOSPITAL | SNOWDON WARD-MAIN BLOCK | HOIST-CEILING | MAXI SKY 2 | 300315537 | ARJO HUNTLEIGH | OEM-MEDACO | 1 | 142
11088 | IN SERVICE | SOL10293 | WESTERN COMMUNITY HOSPITAL | SNOWDON WARD-MAIN BLOCK | HOIST-CEILING | MAXI SKY 2 | 300313570 | ARJO HUNTLEIGH | OEM-MEDACO | 1 | 142
11089 | IN SERVICE | SOL10294 | WESTERN COMMUNITY HOSPITAL | SNOWDON WARD-MAIN BLOCK | HOIST-CEILING | MAXI SKY 2 | 300313561 | ARJO HUNTLEIGH | OEM-MEDACO | 1 | 142
11090 | IN SERVICE | SOL10295 | WESTERN COMMUNITY HOSPITAL | SNOWDON WARD-MAIN BLOCK | HOIST-CEILING | MAXI SKY 2 | 300313549 | ARJO HUNTLEIGH | OEM-MEDACO | 1 | 142
11091 | IN SERVICE | SOL10296 | WESTERN COMMUNITY HOSPITAL | SNOWDON WARD-MAIN BLOCK | HOIST-CEILING | MAXI SKY 2 | 300297085 | ARJO HUNTLEIGH | OEM-MEDACO | 1 | 142
11092 | IN SERVICE | SOL10297 | WESTERN COMMUNITY HOSPITAL | SNOWDON WARD-MAIN BLOCK | HOIST-CEILING | MAXI SKY 2 | 300313565 | ARJO HUNTLEIGH | OEM-MEDACO | 1 | 142
11093 | IN SERVICE | SOL10298 | WESTERN COMMUNITY HOSPITAL | SNOWDON WARD-MAIN BLOCK | HOIST-CEILING | MAXI SKY 2 | 300313559 | ARJO HUNTLEIGH | OEM-MEDACO | 1 | 142
11094 | IN SERVICE | SOL10299 | WESTERN COMMUNITY HOSPITAL | SNOWDON WARD-MAIN BLOCK | HOIST-CEILING | MAXI SKY 2 | 300315525 | ARJO HUNTLEIGH | OEM-MEDACO | 1 | 142
11095 | IN SERVICE | SOL10300 | WESTERN COMMUNITY HOSPITAL | SNOWDON WARD-MAIN BLOCK | HOIST-CEILING | MAXI SKY 2 | 300297136 | ARJO HUNTLEIGH | OEM-MEDACO | 1 | 142
11096 | IN SERVICE | SOL10301 | WESTERN COMMUNITY HOSPITAL | SNOWDON WARD-MAIN BLOCK | HOIST-CEILING | MAXI SKY 2 | 300293502 | ARJO HUNTLEIGH | OEM-MEDACO | 1 | 142
11097 | IN SERVICE | SOL10302 | ST MARY'S COMMUNITY HEALTH CAMPUS | PHYSIOTHERAPY-PHYSIOTHERAPY ROOM | RACK-WEIGHT | NOT KNOWN | 10302 | KERN-SOHN | PM | 1 | 20
11098 | IN SERVICE | SOL10303 | ST MARY'S COMMUNITY HEALTH CAMPUS | PHYSIOTHERAPY-PHYSIOTHERAPY ROOM | RACK-DUMB BELL | UNKNOWN | 10303 | KERN-SOHN | PM | 1 | 20
11099 | IN SERVICE | SOL10304 | ADELAIDE HEALTH CENTRE | CHILDREN COMMUNITY NURSING TEAM-LEVEL 2 | NEBULISER | TURBO BOY SX | 2W19F03065 | PARI MEDICAL LTD | PM | 1 | 15
11100 | IN SERVICE | SOL10305 | ADELAIDE HEALTH CENTRE | CHILDREN COMMUNITY NURSING TEAM-LEVEL 2 | ASPIRATOR | CLARIO | 1784207 | MEDELA | PM | 1 | 25
11101 | IN SERVICE | SOL10306 | ADELAIDE HEALTH CENTRE | CHILDREN COMMUNITY NURSING TEAM-LEVEL 2 | VENTILATOR | NIPPY JUNIOR+ | 2016-27231 | BREAS MEDICAL | PM | 1 | 250
11102 | IN SERVICE | SOL10307 | ADELAIDE HEALTH CENTRE | CHILDREN COMMUNITY NURSING TEAM-LEVEL 2 | VENTILATOR | TRILOGY 100 | TV11602094D | PHILIPS HEALTHCARE | PM | 1 | 799
11103 | IN SERVICE | SOL10308 | ADELAIDE HEALTH CENTRE | CHILDREN COMMUNITY NURSING TEAM-LEVEL 2 | PULSE OXIMETER-FINGER | GO2 | 501649993 | NONIN | PM | 1 | 15
11104 | IN SERVICE | SOL10309 | ADELAIDE HEALTH CENTRE | CHILDREN COMMUNITY NURSING TEAM-LEVEL 2 | ASPIRATOR | DEVILBISS | PU110190 | SUNRISE MEDICAL | PM | 1 | 25
11106 | IN SERVICE | SOL10311 | FOREST PARK PRIMARY SCHOOL | SCHOOL NURSES-CLINIC ROOM | SCALE-CHAIR | DP3810/M-200 | 21901472 | MARSDEN | PM | 1 | 15
11107 | IN SERVICE | SOL10312 | FOREST PARK SECONDARY SCHOOL | SCHOOL NURSES-CLINIC ROOM | SCALE-CHAIR | DP3810/M-200 | 21901471 | MARSDEN | PM | 1 | 15
11108 | IN SERVICE | SOL10313 | BITTERNE HEALTH CENTRE | SITE SERVICES-CONSULTING ROOM | SCALES | 761 | 2761350032791 | SECA LTD | PM | 1 | 15
11109 | IN SERVICE | SOL10314 | WESTERN COMMUNITY HOSPITAL | WEST COMMUNITY INDEPENDENCE TEAM-WESTERN WING | PULSE OXIMETER-FINGER | MD300C13 | 184144100288 | BEIJING CHOICE ELECTRONICS | PM | 1 | 15
11111 | IN SERVICE | SOL10316 | FOREST PARK SECONDARY SCHOOL | SCHOOL NURSES-CLINIC ROOM | SCALES | 899 | 5899063192662 | SECA LTD | PM | 1 | 15
11113 | IN SERVICE | SOL10318 | ST MARY'S COMMUNITY HEALTH CAMPUS | SPINNAKER WARD | HOVER MAT | HTAIR2300 | 2I110911 | HOVERTECH | PM | 1 | 90
11114 | IN SERVICE | SOL10319 | ST MARY'S COMMUNITY HEALTH CAMPUS | SPINNAKER WARD | PATIENT TRANSFER AID | ROTUNDA | 12363 | ENABLE AID | PM | 1 | 70
11117 | IN SERVICE | SOL10322 | ALDERSHOT CENTRE FOR HEALTH | SEXUAL HEALTH | BLOOD PRESSURE MONITOR | UA-767 | 5190301586 | A&D INSTRUMENTS | PM | 1 | 8
11118 | IN SERVICE | SOL10323 | ALDERSHOT CENTRE FOR HEALTH | SEXUAL HEALTH | SCALES | 761 | 5761006198796 | SECA LTD | PM | 1 | 15
11119 | IN SERVICE | SOL10324 | ALDERSHOT CENTRE FOR HEALTH | DENTAL-STORE ROOM | MEDICAL FRIDGE | PESR82UK | 90700058444410640 | LEC MEDICAL | OEM-AIH | 1 | 15
11120 | IN SERVICE | SOL10325 | BITTERNE HEALTH CENTRE | COMMUNITY NURSING TEAM | SCALES | 878 | 5878025185061 | SECA LTD | PM | 1 | 15
11121 | IN SERVICE | SOL10326 | BITTERNE HEALTH CENTRE | COMMUNITY NURSING TEAM | SCALES | 878 | 5878025185039 | SECA LTD | PM | 1 | 15
11122 | IN SERVICE | SOL10327 | BITTERNE HEALTH CENTRE | COMMUNITY NURSING TEAM | GLUCOMETER | SD CODE FREE | M03J03AE4020 | SD BIOSENSOR | ASSET ONLY | 1 | NOT TO BE PRICED
11123 | IN SERVICE | SOL10328 | BITTERNE HEALTH CENTRE | COMMUNITY NURSING TEAM | GLUCOMETER | SD CODE FREE | M03J03AE4021 | SD BIOSENSOR | ASSET ONLY | 1 | NOT TO BE PRICED
11124 | IN SERVICE | SOL10329 | BITTERNE HEALTH CENTRE | COMMUNITY NURSING TEAM | GLUCOMETER | SD CODE FREE | M03J03AE4016 | SD BIOSENSOR | ASSET ONLY | 1 | NOT TO BE PRICED
11125 | IN SERVICE | SOL10330 | BITTERNE HEALTH CENTRE | COMMUNITY NURSING TEAM | GLUCOMETER | SD CODE FREE | M03J03AE4017 | SD BIOSENSOR | ASSET ONLY | 1 | NOT TO BE PRICED
11126 | IN SERVICE | SOL10331 | BITTERNE HEALTH CENTRE | COMMUNITY NURSING TEAM | GLUCOMETER | SD CODE FREE | M03J03AE4018 | SD BIOSENSOR | ASSET ONLY | 1 | NOT TO BE PRICED
11127 | IN SERVICE | SOL10332 | BITTERNE HEALTH CENTRE | COMMUNITY NURSING TEAM | GLUCOMETER | SD CODE FREE | M03J03AE4032 | SD BIOSENSOR | ASSET ONLY | 1 | NOT TO BE PRICED
11128 | IN SERVICE | SOL10333 | BITTERNE HEALTH CENTRE | COMMUNITY NURSING TEAM | GLUCOMETER | SD CODE FREE | M03J03AE4037 | SD BIOSENSOR | ASSET ONLY | 1 | NOT TO BE PRICED
11129 | IN SERVICE | SOL10334 | BITTERNE HEALTH CENTRE | COMMUNITY NURSING TEAM | GLUCOMETER | SD CODE FREE | M03J03AE4040 | SD BIOSENSOR | ASSET ONLY | 1 | NOT TO BE PRICED
11130 | IN SERVICE | SOL10335 | BITTERNE HEALTH CENTRE | COMMUNITY NURSING TEAM | GLUCOMETER | SD CODE FREE | M03J03AE4039 | SD BIOSENSOR | ASSET ONLY | 1 | NOT TO BE PRICED
11131 | IN SERVICE | SOL10336 | BITTERNE HEALTH CENTRE | COMMUNITY NURSING TEAM | GLUCOMETER | SD CODE FREE | M03J03AE4035 | SD BIOSENSOR | ASSET ONLY | 1 | NOT TO BE PRICED
11132 | IN SERVICE | SOL10337 | BITTERNE HEALTH CENTRE | COMMUNITY NURSING TEAM | PULSE OXIMETER-FINGER | 9006368 | 180315900404 | HENRY SCHEIN | PM | 1 | 15
11133 | IN SERVICE | SOL10338 | BITTERNE HEALTH CENTRE | COMMUNITY NURSING TEAM | THERMOMETER | THERMOSCAN IRT 6020 | 09918K30241 | BRAUN | PM | 1 | 15
11134 | IN SERVICE | SOL10339 | BITTERNE HEALTH CENTRE | COMMUNITY NURSING TEAM | ASPIRATOR | 7305U | PU115484 | DRIVE DEVILBISS | PM | 1 | 25
11135 | IN SERVICE | SOL10340 | BITTERNE HEALTH CENTRE | COMMUNITY NURSING TEAM | GLUCOMETER | SD CODE FREE | M03I02RA2160 | SD BIOSENSOR | ASSET ONLY | 1 | NOT TO BE PRICED
11136 | IN SERVICE | SOL10341 | BITTERNE HEALTH CENTRE | COMMUNITY NURSING TEAM | BLOOD PRESSURE MONITOR | DS5401-300 | 160211152648 | WELCH ALLYN | PM | 1 | 8
11137 | IN SERVICE | SOL10342 | BITTERNE HEALTH CENTRE | COMMUNITY NURSING TEAM | BLOOD PRESSURE MONITOR | ACCOSON | 10342 | ACCOSON | PM | 1 | 8
11138 | IN SERVICE | SOL10343 | CROWN HEIGHTS | SEXUAL HEALTH | BLOOD PRESSURE MONITOR | UA-767 | 5190403116 | A&D INSTRUMENTS | PM | 1 | 8
11139 | IN SERVICE | SOL10344 | CROWN HEIGHTS | SEXUAL HEALTH | BLOOD PRESSURE MONITOR | UA-767 | 5190403125 | A&D INSTRUMENTS | PM | 1 | 8
11140 | IN SERVICE | SOL10345 | CROWN HEIGHTS | SEXUAL HEALTH | BLOOD PRESSURE MONITOR | UA-767 | 5190403129 | A&D INSTRUMENTS | PM | 1 | 8
11141 | IN SERVICE | SOL10346 | ST MARY'S COMMUNITY HEALTH CAMPUS | SITE SERVICES-BLOCK B | PLINTH | 50 SERIES | 50CDTEBS42190486B | PLINTH MEDICAL | PM | 1 | 35
11142 | IN SERVICE | SOL10347 | ST MARY'S COMMUNITY HEALTH CAMPUS | SITE SERVICES-BLOCK B | PLINTH | 50 SERIES | 50CDTEBS42190487B | PLINTH MEDICAL | PM | 1 | 35
11143 | IN SERVICE | SOL10348 | ST MARY'S COMMUNITY HEALTH CAMPUS | SITE SERVICES-BLOCK B | PLINTH | 50 SERIES | 50EBS42190929B | PLINTH MEDICAL | PM | 1 | 35
11144 | IN SERVICE | SOL10349 | ST MARY'S COMMUNITY HEALTH CAMPUS | SITE SERVICES-BLOCK B | PLINTH | 50 SERIES | 50EBS42190931B | PLINTH MEDICAL | PM | 1 | 35
11145 | IN SERVICE | SOL10350 | ST MARY'S COMMUNITY HEALTH CAMPUS | SITE SERVICES-BLOCK B | PLINTH | 500 SERIES | 502EBS42194388C | PLINTH MEDICAL | PM | 1 | 20
11146 | IN SERVICE | SOL10351 | ST MARY'S COMMUNITY HEALTH CAMPUS | SITE SERVICES-BLOCK B | PLINTH | 500 SERIES | 502EBS42194387C | PLINTH MEDICAL | PM | 1 | 20
11147 | IN SERVICE | SOL10352 | ST MARY'S COMMUNITY HEALTH CAMPUS | SITE SERVICES-BLOCK B | PLINTH | 500 SERIES | 502EBS42194383C | PLINTH MEDICAL | PM | 1 | 20
11148 | IN SERVICE | SOL10353 | ST MARY'S COMMUNITY HEALTH CAMPUS | SITE SERVICES-BLOCK B | PLINTH | 500 SERIES | 502EBS42194385C | PLINTH MEDICAL | PM | 1 | 20
11149 | IN SERVICE | SOL10354 | ST MARY'S COMMUNITY HEALTH CAMPUS | SITE SERVICES-BLOCK B | PLINTH | 50 SERIES | 50CDTEBS42190479B | PLINTH MEDICAL | PM | 1 | 35
11150 | IN SERVICE | SOL10355 | ST MARY'S COMMUNITY HEALTH CAMPUS | SITE SERVICES-BLOCK B | PLINTH | 50 SERIES | 50CDTEBS42190485B | PLINTH MEDICAL | PM | 1 | 35
11151 | IN SERVICE | SOL10356 | ST MARY'S COMMUNITY HEALTH CAMPUS | SITE SERVICES-BLOCK B | PLINTH | 50 SERIES | 50CDTEBS42190483B | PLINTH MEDICAL | PM | 1 | 35
11152 | IN SERVICE | SOL10357 | ST MARY'S COMMUNITY HEALTH CAMPUS | SITE SERVICES-BLOCK B | PLINTH | 50 SERIES | 50EBS42190933B | PLINTH MEDICAL | PM | 1 | 35
11153 | IN SERVICE | SOL10358 | ST MARY'S COMMUNITY HEALTH CAMPUS | SITE SERVICES-BLOCK B | PLINTH | 50 SERIES | 50CDTEBS42190484B | PLINTH MEDICAL | PM | 1 | 35
11154 | IN SERVICE | SOL10359 | ST MARY'S COMMUNITY HEALTH CAMPUS | SITE SERVICES-BLOCK B | PLINTH | 50 SERIES | 50CDTEBS42190478B | PLINTH MEDICAL | PM | 1 | 35
11155 | IN SERVICE | SOL10360 | ST MARY'S COMMUNITY HEALTH CAMPUS | SITE SERVICES-BLOCK B | PLINTH | 50 SERIES | 50EBS42190932B | PLINTH MEDICAL | PM | 1 | 35
11156 | IN SERVICE | SOL10361 | ST MARY'S COMMUNITY HEALTH CAMPUS | SITE SERVICES-BLOCK B | PLINTH | 50 SERIES | 50EBS42190930B | PLINTH MEDICAL | PM | 1 | 35
11157 | IN SERVICE | SOL10362 | ST MARY'S COMMUNITY HEALTH CAMPUS | SITE SERVICES-BLOCK B | PLINTH | 50 SERIES | 50CDTEBS42190480B | PLINTH MEDICAL | PM | 1 | 35
11158 | IN SERVICE | SOL10363 | ST MARY'S COMMUNITY HEALTH CAMPUS | SITE SERVICES-BLOCK B | PLINTH | 50 SERIES | 50EBS42190928B | PLINTH MEDICAL | PM | 1 | 35
11159 | IN SERVICE | SOL10364 | ST MARY'S COMMUNITY HEALTH CAMPUS | SITE SERVICES-BLOCK B | PLINTH | 50 SERIES | 50CDTEBS42190481B | PLINTH MEDICAL | PM | 1 | 35
11160 | IN SERVICE | SOL10365 | ST MARY'S COMMUNITY HEALTH CAMPUS | SITE SERVICES-BLOCK B | PLINTH | 50 SERIES | 50CDTEBS42190482B | PLINTH MEDICAL | PM | 1 | 35
11161 | IN SERVICE | SOL10366 | ST MARY'S COMMUNITY HEALTH CAMPUS | SITE SERVICES-BLOCK B | LIGHT-SURGICAL | SL730 LED | 1029875698 | DARAY | PM | 1 | 120
11162 | IN SERVICE | SOL10367 | ST MARY'S COMMUNITY HEALTH CAMPUS | SITE SERVICES-BLOCK B | EXERCISER-PARALLEL BAR | NONE | 258901019 | G SHAW & SONS | PM | 1 | 20
11163 | IN SERVICE | SOL10368 | SOLENT MEDICAL SERVICES | COMMUNITY WELLBEING TEAM | BLOOD PRESSURE MONITOR | M2BASIC | 20150812917VG | OMRON HEALTHCARE | PM | 1 | 8
11164 | IN SERVICE | SOL10369 | SOLENT MEDICAL SERVICES | COMMUNITY WELLBEING TEAM | PULSE OXIMETER-FINGER | 9006368 | 152319901024 | HENRY SCHEIN | PM | 1 | 15
11165 | IN SERVICE | SOL10370 | SOLENT MEDICAL SERVICES | COMMUNITY WELLBEING TEAM | BLOOD PRESSURE MONITOR | DS5401-300 | 161202065048 | WELCH ALLYN | PM | 1 | 8
11166 | IN SERVICE | SOL10371 | SOLENT MEDICAL SERVICES | COMMUNITY WELLBEING TEAM | THERMOMETER | THERMOSCAN IRT 6020 | 18115K36358 | BRAUN | PM | 1 | 15
11167 | IN SERVICE | SOL10372 | SOLENT MEDICAL SERVICES | COMMUNITY WELLBEING TEAM | PULSE OXIMETER-FINGER | 9006368 | 182615900425 | HENRY SCHEIN | PM | 1 | 15
11168 | IN SERVICE | SOL10373 | SOLENT MEDICAL SERVICES | COMMUNITY WELLBEING TEAM | THERMOMETER | THERMOSCAN IRT 6020 | 18218K40354 | BRAUN | PM | 1 | 15
11169 | IN SERVICE | SOL10374 | SOLENT MEDICAL SERVICES | COMMUNITY WELLBEING TEAM | PULSE OXIMETER-FINGER | CMS50DL | 18011700029 | CONTEC MEDICAL | PM | 1 | 15
11170 | IN SERVICE | SOL10375 | SOLENT MEDICAL SERVICES | COMMUNITY WELLBEING TEAM | BLOOD PRESSURE MONITOR | HEM-7117E8 M2 | 20140801540VG | OMRON HEALTHCARE | PM | 1 | 8
11171 | IN SERVICE | SOL10376 | SOLENT MEDICAL SERVICES | COMMUNITY WELLBEING TEAM | SCALES | 761 | 5761321148837 | SECA LTD | PM | 1 | 15
11172 | IN SERVICE | SOL10377 | SOLENT MEDICAL SERVICES | COMMUNITY WELLBEING TEAM | SCALES | 761 | 5761321148839 | SECA LTD | PM | 1 | 15
11173 | IN SERVICE | SOL10378 | SOLENT MEDICAL SERVICES | COMMUNITY WELLBEING TEAM | SPHYGMOMANOMETER | SHOCK RESISTANT | 141108193707 | WELCH ALLYN | PM | 1 | 8
11174 | IN SERVICE | SOL10379 | SOLENT MEDICAL SERVICES | COMMUNITY WELLBEING TEAM | THERMOMETER | THERMOSCAN IRT 6020 | 26214K33236 | BRAUN | PM | 1 | 15
11175 | IN SERVICE | SOL10380 | SOLENT MEDICAL SERVICES | COMMUNITY WELLBEING TEAM | PULSE OXIMETER-FINGER | ONYX VANTAGE | 501689588 | NONIN | PM | 1 | 15
11176 | IN SERVICE | SOL10381 | ADELAIDE HEALTH CENTRE | CHILDREN COMMUNITY NURSING TEAM-LEVEL 2 | PULSE OXIMETER-HANDHELD | RAD 8 | M183117 | MASIMO | PM | 1 | 55
11177 | IN SERVICE | SOL10382 | ADELAIDE HEALTH CENTRE | CHILDREN COMMUNITY NURSING TEAM-LEVEL 2 | PULSE OXIMETER-HANDHELD | RAD 8 | M183113 | MASIMO | PM | 1 | 55
11178 | IN SERVICE | SOL10383 | ADELAIDE HEALTH CENTRE | CHILDREN COMMUNITY NURSING TEAM-LEVEL 2 | PULSE OXIMETER-HANDHELD | PM10N | MBP1918843 | COVIDIEN | PM | 1 | 55
11179 | IN SERVICE | SOL10384 | ST MARY'S COMMUNITY HEALTH CAMPUS | ADULT MENTAL HEALTH DEPARTMENT | BLOOD PRESSURE MONITOR | NONE | 805637 | HONSUN CO LTD | PM | 1 | 8
11181 | IN SERVICE | SOL10386 | ST MARY'S COMMUNITY HEALTH CAMPUS | ADULT MENTAL HEALTH DEPARTMENT | BLOOD PRESSURE MONITOR | M6 COMFORT | 20181216130VG | OMRON HEALTHCARE | PM | 1 | 8
11182 | IN SERVICE | SOL10387 | ST MARY'S COMMUNITY HEALTH CAMPUS | ADULT MENTAL HEALTH DEPARTMENT | GLUCOMETER | SD CODE FREE | M03TE02AC1626 | SD BIOSENSOR | ASSET ONLY | 1 | NOT TO BE PRICED
11183 | IN SERVICE | SOL10388 | ST MARY'S COMMUNITY HEALTH CAMPUS | ADULT MENTAL HEALTH DEPARTMENT | THERMOMETER | BK8005 | 10388 | BOKANG | PM | 1 | 15
11185 | IN SERVICE | SOL10390 | ST MARY'S COMMUNITY HEALTH CAMPUS | ADULT MENTAL HEALTH DEPARTMENT | GLUCOMETER | SD CODE FREE | M03TE02AC1646 | SD BIOSENSOR | ASSET ONLY | 1 | NOT TO BE PRICED
11188 | IN SERVICE | SOL10393 | BATTENBURG AVENUE CLINIC | CHILDREN COMMUNITY NURSING-CHILD NURSING | PULSE OXIMETER-HANDHELD | PM100N | MBH1920284 | COVIDIEN | PM | 1 | 55
11189 | IN SERVICE | SOL10394 | BATTENBURG AVENUE CLINIC | CHILDREN COMMUNITY NURSING-CHILD NURSING | PULSE OXIMETER-HANDHELD | PM100N | MBH1920277 | COVIDIEN | PM | 1 | 55
11191 | IN SERVICE | SOL10396 | BATTENBURG AVENUE CLINIC | CHILDREN COMMUNITY NURSING-CHILD NURSING | PULSE OXIMETER-HANDHELD | PM100N | MBH1920281 | COVIDIEN | PM | 1 | 55
11194 | IN SERVICE | SOL10399 | BATTENBURG AVENUE CLINIC | CHILDREN COMMUNITY NURSING-CHILD NURSING | PULSE OXIMETER-HANDHELD | PM100N | MBH1920280 | COVIDIEN | PM | 1 | 55
11195 | IN SERVICE | SOL10400 | BATTENBURG AVENUE CLINIC | CHILDREN COMMUNITY NURSING-CHILD NURSING | PULSE OXIMETER-HANDHELD | PM100N | MBH1920275 | COVIDIEN | PM | 1 | 55
11196 | IN SERVICE | SOL10401 | BATTENBURG AVENUE CLINIC | CHILDREN COMMUNITY NURSING-CHILD NURSING | PULSE OXIMETER-HANDHELD | PM100N | MBH1920276 | COVIDIEN | PM | 1 | 55
11197 | IN SERVICE | SOL10402 | BATTENBURG AVENUE CLINIC | CHILDREN COMMUNITY NURSING-CHILD NURSING | PULSE OXIMETER-HANDHELD | PM100N | MBH1920283 | COVIDIEN | PM | 1 | 55
11198 | IN SERVICE | SOL10403 | BATTENBURG AVENUE CLINIC | CHILDREN COMMUNITY NURSING-CHILD NURSING | THERMOMETER | THERMOSCAN PRO 6000 | 25519K60445 | BRAUN | PM | 1 | 15
11199 | IN SERVICE | SOL10404 | BATTENBURG AVENUE CLINIC | CHILDREN COMMUNITY NURSING-CHILD NURSING | THERMOMETER | THERMOSCAN PRO 6000 | 25519K60502 | BRAUN | PM | 1 | 15
11200 | IN SERVICE | SOL10405 | BATTENBURG AVENUE CLINIC | CHILDREN COMMUNITY NURSING-CHILD NURSING | THERMOMETER | THERMOSCAN PRO 6000 | 25919K60823 | BRAUN | PM | 1 | 15
11201 | IN SERVICE | SOL10406 | BATTENBURG AVENUE CLINIC | CHILDREN COMMUNITY NURSING-CHILD NURSING | THERMOMETER | THERMOSCAN PRO 6000 | 25919K60342 | BRAUN | PM | 1 | 15
11202 | IN SERVICE | SOL10407 | BATTENBURG AVENUE CLINIC | CHILDREN COMMUNITY NURSING-CHILD NURSING | THERMOMETER | THERMOSCAN PRO 6000 | 25519K60332 | BRAUN | PM | 1 | 15
11203 | IN SERVICE | SOL10408 | BATTENBURG AVENUE CLINIC | CHILDREN COMMUNITY NURSING-CHILD NURSING | THERMOMETER | THERMOSCAN PRO 6000 | 25419K60365 | BRAUN | PM | 1 | 15
11204 | IN SERVICE | SOL10409 | BATTENBURG AVENUE CLINIC | CHILDREN COMMUNITY NURSING-CHILD NURSING | THERMOMETER | THERMOSCAN PRO 6000 | 25519K60549 | BRAUN | PM | 1 | 15
11205 | IN SERVICE | SOL10410 | BATTENBURG AVENUE CLINIC | CHILDREN COMMUNITY NURSING-CHILD NURSING | THERMOMETER | THERMOSCAN PRO 6000 | 25619K61792 | BRAUN | PM | 1 | 15
11206 | IN SERVICE | SOL10411 | BATTENBURG AVENUE CLINIC | CHILDREN COMMUNITY NURSING-CHILD NURSING | THERMOMETER | THERMOSCAN PRO 6000 | 25619K60404 | BRAUN | PM | 1 | 15
11207 | IN SERVICE | SOL10412 | BATTENBURG AVENUE CLINIC | CHILDREN COMMUNITY NURSING-CHILD NURSING | THERMOMETER | THERMOSCAN PRO 6000 | 25619K61687 | BRAUN | PM | 1 | 15
11208 | IN SERVICE | SOL10413 | BATTENBURG AVENUE CLINIC | CHILDREN COMMUNITY NURSING-CHILD NURSING | THERMOMETER | THERMOSCAN PRO 6000 | 25619K60920 | BRAUN | PM | 1 | 15
11209 | IN SERVICE | SOL10414 | BATTENBURG AVENUE CLINIC | CHILDREN COMMUNITY NURSING-CHILD NURSING | THERMOMETER | THERMOSCAN PRO 6000 | 25919K60126 | BRAUN | PM | 1 | 15
11210 | IN SERVICE | SOL10415 | BATTENBURG AVENUE CLINIC | CHILDREN COMMUNITY NURSING-CHILD NURSING | THERMOMETER | THERMOSCAN PRO 6000 | 25519K60214 | BRAUN | PM | 1 | 15
11211 | IN SERVICE | SOL10416 | ADELAIDE HEALTH CENTRE | CHILDREN CONTINENCE-LEVEL 2 | BLADDER SCANNER | BLADDERSCAN PRIME | C1510008 | VERATHON | OEM-VERATHON | 1 | 1300
11212 | IN SERVICE | SOL10417 | ADELAIDE HEALTH CENTRE | GP SURGERY | PULSE OXIMETER-FINGER | MD300C2 | 193444200977 | BEIJING CHOICE ELECTRONICS | PM | 1 | 15
11213 | IN SERVICE | SOL10418 | CROWN HEIGHTS | SEXUAL HEALTH | MICROSCOPE | ECLIPSE 400 | 110368 | NIKON UK LTD | OEM-CONTRACT PM | 1 | 95
11214 | IN SERVICE | SOL10419 | BITTERNE HEALTH CENTRE | DENTAL-CLINIC ROOM | DENTAL CART | CLESTA II | FB19B0033 | BELMONT | ASSET ONLY | 1 | NOT TO BE PRICED
11215 | IN SERVICE | SOL10420 | HYTHE HOSPITAL | DENTAL-DENTAL CLINIC | DENTAL AMALGAMATOR | PROMIX | 10380 | DENTSPLY | OEM-AIH | 1 | 25
11216 | IN SERVICE | SOL10421 | PORTSWOOD SOLENT SURGERY | GP SURGERY-PORTSWOOD SOLENT SURGERY | SCALE-BABY | 385 | 5385323183372 | SECA LTD | PM | 1 | 15
11217 | IN SERVICE | SOL10422 | FOREST PARK SECONDARY SCHOOL | SCHOOL NURSES-CLINIC ROOM | SCALE-HOIST | DP3800-HOIST | 21308639 | MARSDEN | OEM-CONTRACT PM | 1 | 45
11218 | IN SERVICE | SOL10423 | ST MARY'S COMMUNITY HEALTH CAMPUS | ADULT MENTAL HEALTH DEPARTMENT | GLUCOMETER | SD CODE FREE | M03TE02AC1660 | SD BIOSENSOR | ASSET ONLY | 1 | NOT TO BE PRICED
11219 | IN SERVICE | SOL10424 | ST MARY'S COMMUNITY HEALTH CAMPUS | ADULT MENTAL HEALTH DEPARTMENT | BLOOD PRESSURE MONITOR | M1 COMPACT | 20180600677LF | OMRON HEALTHCARE | PM | 1 | 8
11221 | IN SERVICE | SOL10426 | ST MARY'S COMMUNITY HEALTH CAMPUS | ADULT MENTAL HEALTH DEPARTMENT | GLUCOMETER | SD CODE FREE | M03TE02AC0753 | SD BIOSENSOR | ASSET ONLY | 1 | NOT TO BE PRICED
11223 | IN SERVICE | SOL10428 | ST MARY'S COMMUNITY HEALTH CAMPUS | ADULT MENTAL HEALTH DEPARTMENT | THERMOMETER | BK8005 | 10428 | BOKANG | PM | 1 | 15
11224 | IN SERVICE | SOL10429 | ST MARY'S COMMUNITY HEALTH CAMPUS | ADULT MENTAL HEALTH DEPARTMENT | BLOOD PRESSURE MONITOR | M6 COMFORT | 20160313581VG | OMRON HEALTHCARE | PM | 1 | 8
11227 | IN SERVICE | SOL10432 | BATTENBURG AVENUE CLINIC | CHILDREN COMMUNITY NURSING-CHILD NURSING | PULSE OXIMETER-HANDHELD | PM10N | MBP1932456 | COVIDIEN | PM | 1 | 55
11228 | IN SERVICE | SOL10433 | BATTENBURG AVENUE CLINIC | CHILDREN COMMUNITY NURSING-CHILD NURSING | PULSE OXIMETER-HANDHELD | PM10N | MBP1932467 | COVIDIEN | PM | 1 | 55
11229 | IN SERVICE | SOL10434 | BATTENBURG AVENUE CLINIC | CHILDREN COMMUNITY NURSING-CHILD NURSING | PULSE OXIMETER-HANDHELD | PM10N | MBP1932465 | COVIDIEN | PM | 1 | 55
11230 | IN SERVICE | SOL10435 | BATTENBURG AVENUE CLINIC | CHILDREN COMMUNITY NURSING-CHILD NURSING | PULSE OXIMETER-HANDHELD | PM10N | MBP1932466 | COVIDIEN | PM | 1 | 55
11231 | IN SERVICE | SOL10436 | BATTENBURG AVENUE CLINIC | CHILDREN COMMUNITY NURSING-CHILD NURSING | PULSE OXIMETER-HANDHELD | PM10N | MBP1932457 | COVIDIEN | PM | 1 | 55
11232 | IN SERVICE | SOL10437 | BATTENBURG AVENUE CLINIC | CHILDREN COMMUNITY NURSING-CHILD NURSING | PULSE OXIMETER-HANDHELD | PM10N | MBP1932451 | COVIDIEN | PM | 1 | 55
11233 | IN SERVICE | SOL10438 | BATTENBURG AVENUE CLINIC | CHILDREN COMMUNITY NURSING-CHILD NURSING | PULSE OXIMETER-HANDHELD | PM10N | MBP1932458 | COVIDIEN | PM | 1 | 55
11234 | IN SERVICE | SOL10439 | BATTENBURG AVENUE CLINIC | CHILDREN COMMUNITY NURSING-CHILD NURSING | PULSE OXIMETER-HANDHELD | PM10N | MBP1932450 | COVIDIEN | PM | 1 | 55
11236 | IN SERVICE | SOL10441 | BATTENBURG AVENUE CLINIC | CHILDREN COMMUNITY NURSING-CHILD NURSING | VENTILATOR | NIPPY JUNIOR+ | 2009-9618 | BREAS MEDICAL | PM | 1 | 250
11237 | IN SERVICE | SOL10442 | ROYAL SOUTH HANTS HOSPITAL | NICHOLSTOWN SURGERY | BLOOD PRESSURE MONITOR | DB32 | 10442 | TRULY INSTRUMENTS | PM | 1 | 8
11238 | IN SERVICE | SOL10443 | ADELAIDE HEALTH CENTRE | GP SURGERY | BLOOD PRESSURE MONITOR | DB32 | 10443 | TRULY INSTRUMENTS | PM | 1 | 8
11239 | IN SERVICE | SOL10444 | PORTSWOOD SOLENT SURGERY | GP SURGERY-PORTSWOOD SOLENT SURGERY | BLOOD PRESSURE MONITOR | DB32 | 10444 | TRULY INSTRUMENTS | PM | 1 | 8
11240 | IN SERVICE | SOL10445 | ROYAL SOUTH HANTS HOSPITAL | NICHOLSTOWN SURGERY | BLOOD PRESSURE MONITOR | NONE | 10445 | GUARDIAN | PM | 1 | 8
11241 | IN SERVICE | SOL10446 | ROYAL SOUTH HANTS HOSPITAL | NICHOLSTOWN SURGERY | THERMOMETER | THERMOSCAN IRT 6020 | 32815K46862 | BRAUN | PM | 1 | 15
11244 | IN SERVICE | SOL10449 | ADELAIDE HEALTH CENTRE | CHILDREN COMMUNITY NURSING TEAM-LEVEL 2 | HUMIDIFIER | HC150AEK | 150105000058 | FISHER & PAYKEL | PM | 1 | 55
11245 | IN SERVICE | SOL10450 | ADELAIDE HEALTH CENTRE | CHILDREN COMMUNITY NURSING TEAM-LEVEL 2 | HUMIDIFIER | HC150AEK | 150105000059 | FISHER & PAYKEL | PM | 1 | 55
11246 | IN SERVICE | SOL10451 | ST JAMES HOSPITAL | THE LIMES-BROOKER UNIT | COMMODE | NONE | 8145-X399 | NONE | INSPECTION ONLY | 1 | 15
11248 | IN SERVICE | SOL10751 | ROYAL SOUTH HANTS HOSPITAL | NICHOLSTOWN SURGERY | CALIBRATION SYRINGE | PCS-3000 | 2019-20891 | INTER MEDICAL | PM | 1 | 175
11249 | IN SERVICE | SOL10752 | ROYAL SOUTH HANTS HOSPITAL | OCCUPATIONAL HEALTH-BRAMBLES BUNGALOW | BLOOD PRESSURE MONITOR | BP A2 BASIC | 2208739 | MICROLIFE HEALTH | PM | 1 | 8
11250 | IN SERVICE | SOL10753 | ST MARY'S COMMUNITY HEALTH CAMPUS | SPINNAKER WARD | COMPRESSION UNIT | FLOWTRON ACS900 | 1700052905 | ARJO HUNTLEIGH | LOAN | 1 | NOT TO BE PRICED
11251 | IN SERVICE | SOL10754 | JUBILEE HOUSE | INPATIENT UNIT-END OF LIFE CARE | BLOOD PRESSURE MONITOR | RI-SAN | 181240016 | RIESTER RUDOLF | PM | 1 | 8
11252 | IN SERVICE | SOL10755 | ST MARY'S COMMUNITY HEALTH CAMPUS | COMMUNITY NURSING TEAM | SPHYGMOMANOMETER | SHOCK RESISTANT | 180907025509 | WELCH ALLYN | PM | 1 | 8
11253 | IN SERVICE | SOL10756 | ST MARY'S COMMUNITY HEALTH CAMPUS | COMMUNITY NURSING TEAM | SPHYGMOMANOMETER | SHOCK RESISTANT | 180907035318 | WELCH ALLYN | PM | 1 | 8
11254 | IN SERVICE | SOL10757 | ST MARY'S COMMUNITY HEALTH CAMPUS | COMMUNITY NURSING TEAM | OTOSCOPE | 901026 | 10757 | WELCH ALLYN | PM | 1 | 5
11255 | IN SERVICE | SOL10758 | ST MARY'S COMMUNITY HEALTH CAMPUS | COMMUNITY NURSING TEAM | OTOSCOPE | 901026 | 10758 | WELCH ALLYN | PM | 1 | 5
11256 | IN SERVICE | SOL10759 | ST MARY'S COMMUNITY HEALTH CAMPUS | COMMUNITY NURSING TEAM | THERMOMETER | ET-100A | 10759 | TIMESCO | PM | 1 | 15
11257 | IN SERVICE | SOL10760 | ST MARY'S COMMUNITY HEALTH CAMPUS | COMMUNITY NURSING TEAM | THERMOMETER | ET-100A | 10760 | TIMESCO | PM | 1 | 15
11258 | IN SERVICE | SOL10761 | ST MARY'S COMMUNITY HEALTH CAMPUS | COMMUNITY NURSING TEAM | THERMOMETER | ET-100A | 10761 | TIMESCO | PM | 1 | 15
11259 | IN SERVICE | SOL10762 | ST MARY'S COMMUNITY HEALTH CAMPUS | COMMUNITY NURSING TEAM | PULSE OXIMETER-FINGER | MD300C13 | 184144100431 | BEIJING CHOICE ELECTRONICS | PM | 1 | 15
11260 | IN SERVICE | SOL10763 | ST MARY'S COMMUNITY HEALTH CAMPUS | COMMUNITY NURSING TEAM | PULSE OXIMETER-FINGER | MD300C13 | 184144100432 | BEIJING CHOICE ELECTRONICS | PM | 1 | 15
11261 | IN SERVICE | SOL10764 | ST MARY'S COMMUNITY HEALTH CAMPUS | COMMUNITY NURSING TEAM | PULSE OXIMETER-FINGER | MD300C13 | 184144100433 | BEIJING CHOICE ELECTRONICS | PM | 1 | 15
11262 | IN SERVICE | SOL10765 | ST MARY'S COMMUNITY HEALTH CAMPUS | COMMUNITY NURSING TEAM | PULSE OXIMETER-FINGER | MD300C13 | 184144100436 | BEIJING CHOICE ELECTRONICS | PM | 1 | 15
11263 | IN SERVICE | SOL10766 | ST MARY'S COMMUNITY HEALTH CAMPUS | THE TURNER CENTRE-HEART FAILURE TEAM | PULSE OXIMETER-FINGER | MD300C13 | 184144100435 | BEIJING CHOICE ELECTRONICS | PM | 1 | 15
11264 | IN SERVICE | SOL10767 | ST MARY'S COMMUNITY HEALTH CAMPUS | COMMUNITY NURSING TEAM | PULSE OXIMETER-FINGER | MD300C13 | 184144100438 | BEIJING CHOICE ELECTRONICS | PM | 1 | 15
11265 | IN SERVICE | SOL10768 | ST MARY'S COMMUNITY HEALTH CAMPUS | COMMUNITY NURSING TEAM | PULSE OXIMETER-FINGER | MD300C13 | 184144100437 | BEIJING CHOICE ELECTRONICS | PM | 1 | 15
11266 | IN SERVICE | SOL10769 | ST MARY'S COMMUNITY HEALTH CAMPUS | COMMUNITY NURSING TEAM | PULSE OXIMETER-FINGER | MD300C13 | 184144100434 | BEIJING CHOICE ELECTRONICS | PM | 1 | 15
11267 | IN SERVICE | SOL10770 | ST MARY'S COMMUNITY HEALTH CAMPUS | COMMUNITY NURSING TEAM | BLOOD PRESSURE MONITOR | M1 COMPACT | 20180802255LF | OMRON HEALTHCARE | PM | 1 | 8
11268 | IN SERVICE | SOL10771 | ST MARY'S COMMUNITY HEALTH CAMPUS | COMMUNITY NURSING TEAM | BLOOD PRESSURE MONITOR | ACCOSON | 19100132 | ACCOSON | PM | 1 | 8
11269 | IN SERVICE | SOL10772 | ST MARY'S COMMUNITY HEALTH CAMPUS | COMMUNITY NURSING TEAM | BLOOD PRESSURE MONITOR | ACCOSON | 19100115 | ACCOSON | PM | 1 | 8
11270 | IN SERVICE | SOL10773 | ST MARY'S COMMUNITY HEALTH CAMPUS | COMMUNITY NURSING TEAM | BLOOD PRESSURE MONITOR | ACCOSON | 19100118 | ACCOSON | PM | 1 | 8
11271 | IN SERVICE | SOL10774 | ST MARY'S COMMUNITY HEALTH CAMPUS | COMMUNITY NURSING TEAM | BLOOD PRESSURE MONITOR | ACCOSON | 19100099 | ACCOSON | PM | 1 | 8
11272 | IN SERVICE | SOL10775 | ST MARY'S COMMUNITY HEALTH CAMPUS | COMMUNITY NURSING TEAM | BLOOD PRESSURE MONITOR | ACCOSON | 160700309 | ACCOSON | PM | 1 | 8
11273 | IN SERVICE | SOL10776 | ST MARY'S COMMUNITY HEALTH CAMPUS | COMMUNITY NURSING TEAM | BLOOD PRESSURE MONITOR | ACCOSON | 150300130 | ACCOSON | PM | 1 | 8
11274 | IN SERVICE | SOL10777 | ST MARY'S COMMUNITY HEALTH CAMPUS | COMMUNITY NURSING TEAM | PULSE OXIMETER-FINGER | MD300C2 | 144402001537 | BEIJING CHOICE ELECTRONICS | PM | 1 | 15
11275 | IN SERVICE | SOL10778 | ST MARY'S COMMUNITY HEALTH CAMPUS | COMMUNITY NURSING TEAM | BLOOD PRESSURE MONITOR | SK | 02051229 | WELCH ALLYN | PM | 1 | 8
11276 | IN SERVICE | SOL10779 | ROYAL SOUTH HANTS HOSPITAL | OCCUPATIONAL HEALTH-BRAMBLES BUNGALOW | MEDICAL FRIDGE | RPDF0012D | L000872 | LABCOLD | PM | 1 | NOT TO BE PRICED
11277 | IN SERVICE | SOL10780 | BATTENBURG AVENUE CLINIC | CHILDREN COMMUNITY NURSING-CHILD NURSING | VENTILATOR | NIPPY JUNIOR+ | 2016-25565 | BREAS MEDICAL | PM | 1 | 250
11278 | IN SERVICE | SOL10781 | PORTSWOOD SOLENT SURGERY | GP SURGERY-PORTSWOOD SOLENT SURGERY | ASPIRATOR | 7314P-U | 4PU001914 | DRIVE DEVILBISS | PM | 1 | 25
11279 | IN SERVICE | SOL10783 | BROADCAST HOUSE | COMMUNITY NURSING TEAM | ASPIRATOR | 7305U | PU130254 | DRIVE DEVILBISS | PM | 1 | 25
11280 | IN SERVICE | SOL10784 | BROADCAST HOUSE | COMMUNITY NURSING TEAM | ASPIRATOR | 7305U | PU130150 | DRIVE DEVILBISS | PM | 1 | 25
11282 | IN SERVICE | SOL10786 | QUEEN ALEXANDRA HOSPITAL | REHABILITATION CENTRE-PHYSIOTHERAPY | PLINTH | 500 SERIES | 512HBS46190068B | PLINTH MEDICAL | PM | 1 | 20
11283 | IN SERVICE | SOL10787 | QUEEN ALEXANDRA HOSPITAL | REHABILITATION CENTRE-PHYSIOTHERAPY | PLINTH | 500 SERIES | 512HBS12190011A | PLINTH MEDICAL | PM | 1 | 20
11285 | IN SERVICE | SOL10789 | ST MARY'S COMMUNITY HEALTH CAMPUS | PHYSIOTHERAPY-PHYSIOTHERAPY ROOM | BLOOD PRESSURE MONITOR | GREENLIGHT 300 | 07-001346 | ACCOSON | PM | 1 | 8
11286 | IN SERVICE | SOL1079 | QUEEN ALEXANDRA HOSPITAL | DENTAL-POSWILLO DENTAL CENTRE | DEFIBRILLATOR-AED | HEARTSTREAM XL | US00109171 | PHILIPS HEALTHCARE | ASSET ONLY | 1 | NOT TO BE PRICED
11287 | IN SERVICE | SOL10790 | ST MARY'S COMMUNITY HEALTH CAMPUS | PHYSIOTHERAPY-PHYSIOTHERAPY ROOM | PULSE OXIMETER-FINGER | GO2 | 502019428 | NONIN | PM | 1 | 15
11288 | IN SERVICE | SOL10791 | QUEEN ALEXANDRA HOSPITAL | REHABILITATION CENTRE-HYDROTHERAPY | PATIENT TRANSFER AID | SARA STEADY | 300345025 | ARJO HUNTLEIGH | PM | 1 | 70
11289 | IN SERVICE | SOL10792 | QUEEN ALEXANDRA HOSPITAL | REHABILITATION CENTRE-HYDROTHERAPY | BLOOD PRESSURE MONITOR | M6 COMFORT | 20180621593VG | OMRON HEALTHCARE | PM | 1 | 8
11291 | IN SERVICE | SOL10794 | QUEEN ALEXANDRA HOSPITAL | REHABILITATION CENTRE-HYDROTHERAPY | PLINTH | 500 SERIES | 512HBS27190035A | PLINTH MEDICAL | PM | 1 | 20
11292 | IN SERVICE | SOL10795 | QUEEN ALEXANDRA HOSPITAL | REHABILITATION CENTRE-HYDROTHERAPY | PLINTH | 500 SERIES | 512HBS27190037A | PLINTH MEDICAL | PM | 1 | 20
11293 | IN SERVICE | SOL10796 | QUEEN ALEXANDRA HOSPITAL | REHABILITATION CENTRE-HYDROTHERAPY | PLINTH | 500 SERIES | 512HBS27190036A | PLINTH MEDICAL | PM | 1 | 20
11295 | IN SERVICE | SOL10798 | BITTERNE HEALTH CENTRE | COMMUNITY NURSING TEAM | PULSE OXIMETER-FINGER | 9006368 | 154419901344 | HENRY SCHEIN | PM | 1 | 15
11296 | IN SERVICE | SOL10799 | BITTERNE HEALTH CENTRE | COMMUNITY NURSING TEAM | GLUCOMETER | SD CODE FREE | M03TE02AF6865 | SD BIOSENSOR | ASSET ONLY | 1 | NOT TO BE PRICED
11297 | IN SERVICE | SOL10800 | BITTERNE HEALTH CENTRE | COMMUNITY NURSING TEAM | GLUCOMETER | SD CODE FREE | M03TE02AF6886 | SD BIOSENSOR | ASSET ONLY | 1 | NOT TO BE PRICED
11298 | IN SERVICE | SOL10801 | BITTERNE HEALTH CENTRE | COMMUNITY NURSING TEAM | GLUCOMETER | SD CODE FREE | M03TE02AF6861 | SD BIOSENSOR | ASSET ONLY | 1 | NOT TO BE PRICED
11299 | IN SERVICE | SOL10802 | BITTERNE HEALTH CENTRE | COMMUNITY NURSING TEAM | GLUCOMETER | SD CODE FREE | M03TE02AF6862 | SD BIOSENSOR | ASSET ONLY | 1 | NOT TO BE PRICED
11300 | IN SERVICE | SOL10803 | BITTERNE HEALTH CENTRE | COMMUNITY NURSING TEAM | GLUCOMETER | SD CODE FREE | M03TE02AF6863 | SD BIOSENSOR | ASSET ONLY | 1 | NOT TO BE PRICED
11301 | IN SERVICE | SOL10804 | BITTERNE HEALTH CENTRE | COMMUNITY NURSING TEAM | GLUCOMETER | SD CODE FREE | M03TE02AF6873 | SD BIOSENSOR | ASSET ONLY | 1 | NOT TO BE PRICED
11302 | IN SERVICE | SOL10805 | BITTERNE HEALTH CENTRE | COMMUNITY NURSING TEAM | GLUCOMETER | SD CODE FREE | M03TE02AF6874 | SD BIOSENSOR | ASSET ONLY | 1 | NOT TO BE PRICED
11303 | IN SERVICE | SOL10806 | BITTERNE HEALTH CENTRE | COMMUNITY NURSING TEAM | GLUCOMETER | SD CODE FREE | M03TE02AF6875 | SD BIOSENSOR | ASSET ONLY | 1 | NOT TO BE PRICED
11304 | IN SERVICE | SOL10807 | BITTERNE HEALTH CENTRE | COMMUNITY NURSING TEAM | GLUCOMETER | SD CODE FREE | M03TE02AF6871 | SD BIOSENSOR | ASSET ONLY | 1 | NOT TO BE PRICED
11305 | IN SERVICE | SOL10808 | BITTERNE HEALTH CENTRE | COMMUNITY NURSING TEAM | GLUCOMETER | SD CODE FREE | M03TE02AF6872 | SD BIOSENSOR | ASSET ONLY | 1 | NOT TO BE PRICED
11306 | IN SERVICE | SOL10809 | BITTERNE HEALTH CENTRE | COMMUNITY NURSING TEAM | GLUCOMETER | TD-4277 | 427711512001268F | GLUCO RX | ASSET ONLY | 1 | NOT TO BE PRICED
11307 | IN SERVICE | SOL10810 | BITTERNE HEALTH CENTRE | COMMUNITY NURSING TEAM | GLUCOMETER | TD-4277 | 4277116090024331 | GLUCO RX | ASSET ONLY | 1 | NOT TO BE PRICED
11308 | IN SERVICE | SOL10811 | BITTERNE HEALTH CENTRE | COMMUNITY NURSING TEAM | GLUCOMETER | TD-4277 | 4277117210160540 | GLUCO RX | ASSET ONLY | 1 | NOT TO BE PRICED
11309 | IN SERVICE | SOL10812 | BITTERNE HEALTH CENTRE | COMMUNITY NURSING TEAM | THERMOMETER | MC150 GENTLE | 20110106877UF | OMRON HEALTHCARE | PM | 1 | 15
11310 | IN SERVICE | SOL10813 | BITTERNE HEALTH CENTRE | COMMUNITY NURSING TEAM | GLUCOMETER | SD CODE FREE | M03J03AE3883 | SD BIOSENSOR | ASSET ONLY | 1 | NOT TO BE PRICED
11311 | IN SERVICE | SOL10814 | BITTERNE HEALTH CENTRE | COMMUNITY NURSING TEAM | GLUCOMETER | SD CODE FREE | M03J03AE3885 | SD BIOSENSOR | ASSET ONLY | 1 | NOT TO BE PRICED
11312 | IN SERVICE | SOL10815 | BITTERNE HEALTH CENTRE | COMMUNITY NURSING TEAM | GLUCOMETER | SD CODE FREE | M03J03AE3876 | SD BIOSENSOR | ASSET ONLY | 1 | NOT TO BE PRICED
11313 | IN SERVICE | SOL10816 | BITTERNE HEALTH CENTRE | COMMUNITY NURSING TEAM | GLUCOMETER | SD CODE FREE | M03J03AE3881 | SD BIOSENSOR | ASSET ONLY | 1 | NOT TO BE PRICED
11314 | IN SERVICE | SOL10817 | BITTERNE HEALTH CENTRE | COMMUNITY NURSING TEAM | GLUCOMETER | SD CODE FREE | M03J03AE3882 | SD BIOSENSOR | ASSET ONLY | 1 | NOT TO BE PRICED
11315 | IN SERVICE | SOL10818 | BITTERNE HEALTH CENTRE | COMMUNITY NURSING TEAM | GLUCOMETER | SD CODE FREE | M03J03AE3853 | SD BIOSENSOR | ASSET ONLY | 1 | NOT TO BE PRICED
11316 | IN SERVICE | SOL10819 | BITTERNE HEALTH CENTRE | COMMUNITY NURSING TEAM | GLUCOMETER | SD CODE FREE | M03J03AE3900 | SD BIOSENSOR | ASSET ONLY | 1 | NOT TO BE PRICED
11317 | IN SERVICE | SOL10820 | BITTERNE HEALTH CENTRE | COMMUNITY NURSING TEAM | GLUCOMETER | SD CODE FREE | M03J03AE3895 | SD BIOSENSOR | ASSET ONLY | 1 | NOT TO BE PRICED
11318 | IN SERVICE | SOL10821 | BITTERNE HEALTH CENTRE | COMMUNITY NURSING TEAM | GLUCOMETER | SD CODE FREE | M03J03AE3893 | SD BIOSENSOR | ASSET ONLY | 1 | NOT TO BE PRICED
11319 | IN SERVICE | SOL10822 | BITTERNE HEALTH CENTRE | COMMUNITY NURSING TEAM | GLUCOMETER | SD CODE FREE | M03J03AE3894 | SD BIOSENSOR | ASSET ONLY | 1 | NOT TO BE PRICED
11320 | IN SERVICE | SOL10823 | BITTERNE HEALTH CENTRE | COMMUNITY NURSING TEAM | SPHYGMOMANOMETER | SHOCK RESISTANT | 131112100623 | WELCH ALLYN | PM | 1 | 8
11321 | IN SERVICE | SOL10824 | BITTERNE HEALTH CENTRE | COMMUNITY NURSING TEAM | OTOSCOPE | OTOSCOPE | 10824 | WELCH ALLYN | PM | 1 | 5
11322 | IN SERVICE | SOL10825 | RINGWOOD MEDICAL CENTRE | SEXUAL HEALTH | BLOOD PRESSURE MONITOR | UA-767 | 5061001441 | A&D INSTRUMENTS | PM | 1 | 8
11323 | IN SERVICE | SOL10826 | ST MARY'S COMMUNITY HEALTH CAMPUS | COMMUNITY BLADDER AND BOWEL SERVICE-DSU BUILDING | STIMULATOR-MUSCLE | ECS400 | 000184 | VERITY MEDICAL LTD | PM | 1 | 25
11324 | IN SERVICE | SOL10827 | RINGWOOD MEDICAL CENTRE | SEXUAL HEALTH | LIGHT-EXAMINATION | LS135 | 10827 | WELCH ALLYN | PM | 1 | 10
11325 | IN SERVICE | SOL10828 | RINGWOOD MEDICAL CENTRE | SEXUAL HEALTH | SCALES | 761 | 5761178180028 | SECA LTD | PM | 1 | 15
11326 | IN SERVICE | SOL10829 | RINGWOOD MEDICAL CENTRE | SEXUAL HEALTH | BED-ELECTRIC | NESBIT EVANS | 10829 | ARJO HUNTLEIGH | PM | 1 | 20
11327 | IN SERVICE | SOL10830 | RINGWOOD MEDICAL CENTRE | SEXUAL HEALTH | LIGHT-EXAMINATION | EXAMINATION LIGHT | 10830 | LUXO LTD | PM | 1 | 10
11328 | IN SERVICE | SOL10831 | ST MARY'S COMMUNITY HEALTH CAMPUS | COMMUNITY NURSING TEAM | ASPIRATOR | LSU | 78491361755 | LAERDAL MEDICAL | PM | 1 | 25
11329 | IN SERVICE | SOL10832 | ST MARY'S COMMUNITY HEALTH CAMPUS | COMMUNITY NURSING TEAM | PULSE OXIMETER-FINGER | MD300C2 | 193944200203 | BEIJING CHOICE ELECTRONICS | PM | 1 | 15
11330 | IN SERVICE | SOL10833 | ST MARY'S COMMUNITY HEALTH CAMPUS | COMMUNITY NURSING TEAM | PULSE OXIMETER-FINGER | MD300C2 | 193944200206 | BEIJING CHOICE ELECTRONICS | PM | 1 | 15
11331 | IN SERVICE | SOL10834 | ST MARY'S COMMUNITY HEALTH CAMPUS | COMMUNITY NURSING TEAM | PULSE OXIMETER-FINGER | MD300C2 | 193944200204 | BEIJING CHOICE ELECTRONICS | PM | 1 | 15
11332 | IN SERVICE | SOL10835 | ST MARY'S COMMUNITY HEALTH CAMPUS | COMMUNITY NURSING TEAM | PULSE OXIMETER-FINGER | MD300C2 | 193944200202 | BEIJING CHOICE ELECTRONICS | PM | 1 | 15
11333 | IN SERVICE | SOL10836 | ST MARY'S COMMUNITY HEALTH CAMPUS | COMMUNITY NURSING TEAM | PULSE OXIMETER-FINGER | MD300C2 | 193944200201 | BEIJING CHOICE ELECTRONICS | PM | 1 | 15
11334 | IN SERVICE | SOL10837 | ST MARY'S COMMUNITY HEALTH CAMPUS | COMMUNITY NURSING TEAM | SCALES | 761 | 576226196234 | SECA LTD | PM | 1 | 15
11335 | IN SERVICE | SOL10838 | ST MARY'S COMMUNITY HEALTH CAMPUS | COMMUNITY NURSING TEAM | SCALES | 761 | 5761226196226 | SECA LTD | PM | 1 | 15
11336 | IN SERVICE | SOL10839 | ST MARY'S COMMUNITY HEALTH CAMPUS | COMMUNITY NURSING TEAM | SCALES | 761 | 5761226196223 | SECA LTD | PM | 1 | 15
11337 | IN SERVICE | SOL1559 | BROADCAST HOUSE | COMMUNITY NURSING TEAM | THERMOMETER | THERMOSCAN | 20515K32818 | BRAUN | PM | 1 | 15
11339 | IN SERVICE | SOL2754 | PETERSFIELD COMMUNITY HOSPITAL | DENTAL-SURGERY 2 | DENTAL DRILL | ENDOMATE | B02433 | NSK | OEM-AIH | 1 | 45
11340 | IN SERVICE | SOL3144 | ST MARY'S COMMUNITY HEALTH CAMPUS | SEXUAL HEALTH | BLOOD PRESSURE MONITOR | ACCOSON | 3144 | ACCOSON | PM | 1 | 8
11341 | IN SERVICE | SOL3204 | GOSPORT WAR MEMORIAL HOSPITAL | DENTAL-X-RAY ROOM | MEDICAL FRIDGE | ER6624T | 14700309 | ELECTROLUX | OEM-AIH | 1 | 15
11342 | IN SERVICE | SOL3926 | ADELAIDE HEALTH CENTRE | CHILDREN COMMUNITY NURSING TEAM-LEVEL 2 | ASPIRATOR | 7305U | PU110197 | DRIVE DEVILBISS | PM | 1 | 25
11343 | IN SERVICE | SOL4771 | MEDINA HOUSE | COMMUNITY NURSING-FIRST FLOOR | SCALE-BABY | 384-2 | 5384287103895 | SECA LTD | PM | 1 | 15
11344 | IN SERVICE | SOL5165 | JUBILEE HOUSE | INPATIENT UNIT-END OF LIFE CARE | MATTRESS | NB 3082 | NB323629 | ARJO HUNTLEIGH | PM | 1 | 45
11345 | IN SERVICE | SOL5166 | JUBILEE HOUSE | INPATIENT UNIT-END OF LIFE CARE | BLOOD PRESSURE MONITOR | ACCOSON | 5166 | ACCOSON | PM | 1 | 8
11346 | IN SERVICE | SOL5309 | BROADCAST HOUSE | COMMUNITY NURSING TEAM | PULSE OXIMETER-FINGER | ONYX VANTAGE | 501941500 | NONIN | PM | 1 | 15
11347 | IN SERVICE | SOL5312 | ADELAIDE HEALTH CENTRE | CHILDREN COMMUNITY NURSING TEAM-LEVEL 2 | ASPIRATOR | 7305U | PU116586 | DRIVE DEVILBISS | PM | 1 | 25
11349 | IN SERVICE | SOL5640 | ST MARY'S COMMUNITY HEALTH CAMPUS | COMMUNITY NURSING TEAM | BLOOD PRESSURE MONITOR | LIMPET | 170410091 | ACCOSON | PM | 1 | 8
11350 | IN SERVICE | SOL5764 | ANDOVER HEALTH CENTRE | SEXUAL HEALTH | PLINTH | A9932/8/3HS | IPS-24894 | ARJO HUNTLEIGH | PM | 1 | 35
11351 | IN SERVICE | SOL6632 | ST MARY'S COMMUNITY HEALTH CAMPUS | COMMUNITY NURSING TEAM | THERMOMETER | ET-100A | NOT FOUND | TIMESCO | PM | 1 | 15
11352 | IN SERVICE | SOL6669 | JUBILEE HOUSE | INPATIENT UNIT-END OF LIFE CARE | THERMOMETER | THERMOSCAN PRO 4000 | NOT FOUND | BRAUN | PM | 1 | 15
11353 | IN SERVICE | SOL6769 | ADELAIDE HEALTH CENTRE | TISSUE VIABILITY SERVICE-CLINIC ROOM | NEGATIVE PRESSURE WOUND THERAPY | RENASYS | KABH130253 | SMITH & NEPHEW | PM | 1 | 90
11354 | IN SERVICE | SOL7001 | ANDOVER HEALTH CENTRE | SEXUAL HEALTH | TROLLEY-ULTRASOUND | DVI MINI DOCK | NOT FOUND | SONOSITE | OEM-AIH | 1 | 20
11355 | IN SERVICE | SOL7002 | ANDOVER HEALTH CENTRE | SEXUAL HEALTH | PRINTER | 2300 | NOT FOUND | HEWLETT PACKARD | OEM-AIH | 1 | 10
11357 | IN SERVICE | SOL7007 | ROYAL SOUTH HANTS HOSPITAL | SEXUAL HEALTH | ULTRASOUND TRANSDUCER | C60/5-2MHZ | 0457J6 | SONOSITE | OEM-AIH | 1 | FOC
11358 | IN SERVICE | SOL7293 | BITTERNE HEALTH CENTRE | EAST COMMUNITY INDEPENDENCE TEAM-WESTWOOD HOUSE | SCALES | 761 | 5761011177663 | SECA LTD | PM | 1 | 15
11359 | IN SERVICE | SOL7959 | EASTNEY HEALTH CENTRE | DENTAL-DENTAL CLINIC | BLOOD PRESSURE MONITOR | UA-767 | 3041101763 | A&D INSTRUMENTS | OEM-AIH | 1 | 8
11360 | IN SERVICE | SOL8277 | COWES MEDICAL CENTRE | DENTAL-SURGERY 4 | DENTAL CHAIR | PRO II | AD05G0272 | BELMONT | TRUST CONTRACT-DESS | 5 | NOT TO BE PRICED
11361 | IN SERVICE | SOL8278 | COWES MEDICAL CENTRE | DENTAL-SURGERY 4 | DENTAL LIGHT | HALO | GG05E0006 | BELMONT | TRUST CONTRACT-DESS | 5 | NOT TO BE PRICED
11362 | IN SERVICE | SOL8279 | COWES MEDICAL CENTRE | DENTAL-SURGERY 4 | DENTAL CHAIR | CLESTA-DENTAL CHAIR | FBE03181 | BELMONT | TRUST CONTRACT-DESS | 5 | NOT TO BE PRICED
11363 | IN SERVICE | SOL8280 | COWES MEDICAL CENTRE | DENTAL ROOM | DENTAL CHAIR | CLESTA-DENTAL CHAIR | AID0001 | BELMONT | TRUST CONTRACT-DESS | 5 | NOT TO BE PRICED
11364 | IN SERVICE | SOL8281 | COWES MEDICAL CENTRE | DENTAL-SURGERY 4 | DENTAL X RAY INTRA ORAL | SEARCHER | EH12DO575 | BELMONT | TRUST CONTRACT-DESS | 5 | NOT TO BE PRICED
11365 | IN SERVICE | SOL8282 | COWES MEDICAL CENTRE | DENTAL ROOM | DENTAL X RAY INTRA ORAL | SEARCHER | EX1200579 | BELMONT | TRUST CONTRACT-DESS | 5 | NOT TO BE PRICED
11366 | IN SERVICE | SOL8283 | COWES MEDICAL CENTRE | DENTAL-SURGERY 4 | DENTAL AMALGAMATOR | PROMIX | 09826 | DENTSPLY | OEM-AIH | 1 | 25
11367 | IN SERVICE | SOL8284 | COWES MEDICAL CENTRE | DENTAL-SURGERY 4 | HOT AIR GUN | CARBOLITE | 012728 | SAFE AIR | OEM-AIH | 1 | 20
11368 | IN SERVICE | SOL8285 | COWES MEDICAL CENTRE | DENTAL-SURGERY 4 | X RAY FILM VIEWER | RINN | NOT FOUND | DENTSPLY | OEM-AIH | 1 | 25
11369 | IN SERVICE | SOL8286 | COWES MEDICAL CENTRE | DENTAL-SURGERY 4 | DENTAL CURING LIGHT | MINI LED | 148822-009 | ACTEON | OEM-AIH | 1 | 15
11370 | IN SERVICE | SOL8287 | COWES MEDICAL CENTRE | DENTAL-SURGERY 4 | PULSE OXIMETER-FINGER | MD300C19 | 501906373 | BEIJING CHOICE ELECTRONICS | OEM-AIH | 1 | 15
11371 | IN SERVICE | SOL8288 | COWES MEDICAL CENTRE | DENTAL-SURGERY 4 | PULSE OXIMETER-FINGER | MD300C19 | 174726900587 | BEIJING CHOICE ELECTRONICS | OEM-AIH | 1 | 15
11372 | IN SERVICE | SOL8289 | COWES MEDICAL CENTRE | DENTAL-SURGERY 4 | BLOOD PRESSURE MONITOR | INTELLISENSE 0197 | 7979973-9 | OMRON HEALTHCARE | OEM-AIH | 1 | 8
11373 | IN SERVICE | SOL8290 | COWES MEDICAL CENTRE | DENTAL-SURGERY 4 | DEFIBRILLATOR-AED | HEARTSTART | AA181046991 | PHILIPS HEALTHCARE | ASSET ONLY | 1 | NOT TO BE PRICED
11374 | IN SERVICE | SOL8291 | COWES MEDICAL CENTRE | DENTAL-SURGERY 4 | DEFIBRILLATOR-AED | HEARTSTART | AA181046990 | PHILIPS HEALTHCARE | ASSET ONLY | 1 | NOT TO BE PRICED
11375 | IN SERVICE | SOL8292 | COWES MEDICAL CENTRE | DENTAL-SURGERY 4 | GP TRIMMER | TR-201 | 709253 | ACEONEDENT KOREA IND CO | OEM-AIH | 1 | 20
11376 | IN SERVICE | SOL8293 | COWES MEDICAL CENTRE | DENTAL-SURGERY 4 | DENTAL APEX LOCATOR | ROOT ZX | ZK6185 | MORTARA | OEM-AIH | 1 | 10
11377 | IN SERVICE | SOL8294 | COWES MEDICAL CENTRE | DENTAL-SURGERY 4 | CLING FILM MACHINE | 4500 | NOT FOUND | WRAPMASTER | OEM-AIH | 1 | 20
11378 | IN SERVICE | SOL8295 | COWES MEDICAL CENTRE | DENTAL-SURGERY 4 | CLING FILM MACHINE | 4500 | NOT FOUND | WRAPMASTER | OEM-AIH | 1 | 20
11379 | IN SERVICE | SOL8296 | COWES MEDICAL CENTRE | DENTAL-SURGERY 4 | CLING FILM MACHINE | 4500 | NOT FOUND | WRAPMASTER | OEM-AIH | 1 | 20
11380 | IN SERVICE | SOL8297 | COWES MEDICAL CENTRE | DENTAL-SURGERY 4 | CLING FILM MACHINE | 4500 | NOT FOUND | WRAPMASTER | OEM-AIH | 1 | 20
11381 | IN SERVICE | SOL8298 | COWES MEDICAL CENTRE | DENTAL-SURGERY 4 | DENTAL SUCTION UNIT | VSA 300 | T003604 | DURR DENTAL | OEM-AIH | 1 | 400
11382 | IN SERVICE | SOL8299 | COWES MEDICAL CENTRE | DENTAL-SURGERY 4 | AIR COMPRESSOR | VT250D | VT25D-00195 | BAMBI AIR LTD | ASSET ONLY | 1 | NOT TO BE PRICED
11383 | IN SERVICE | SOL8300 | COWES MEDICAL CENTRE | DENTAL ROOM | DENTAL CHAIR | CLESTA-DENTAL CHAIR | L2DH-1B-7641 | BELMONT | TRUST CONTRACT-DESS | 5 | NOT TO BE PRICED
11384 | IN SERVICE | SOL8402 | BATTENBURG AVENUE CLINIC | CHILDREN COMMUNITY NURSING-CHILD NURSING | ASPIRATOR | VARIO 18 | 1503890 | MEDELA | PM | 1 | 25
11385 | IN SERVICE | SOL8406 | BATTENBURG AVENUE CLINIC | CHILDREN COMMUNITY NURSING-CHILD NURSING | ASPIRATOR | QUICK CLEAR DYNAMIC | DB0800 | GBUK HEALTHCARE | PM | 1 | 25
11386 | IN SERVICE | SOL8407 | BATTENBURG AVENUE CLINIC | CHILDREN COMMUNITY NURSING-CHILD NURSING | PULSE OXIMETER-HANDHELD | N560 | 8407 | NELLCOR | PM | 1 | 55
11387 | IN SERVICE | SOL8750 | COWES MEDICAL CENTRE | DENTAL-DECONTAMINATION ROOM | STERILIZATION PROC, INDIC, BIOL | LITTLE SISTER SES 225B | L2DH1K1817 | ESCHMANN | ASSET ONLY | 1 | NOT TO BE PRICED
11388 | IN SERVICE | SOL8751 | COWES MEDICAL CENTRE | DENTAL-DECONTAMINATION ROOM | DENTAL WASHER DISINFECTOR | G7380 | 18363564 | MIELE | TRUST CONTRACT-SIC | 5 | NOT TO BE PRICED
11389 | IN SERVICE | SOL8752 | COWES MEDICAL CENTRE | DENTAL-DECONTAMINATION ROOM | DENTAL WASHER DISINFECTOR | G7881 | 18377718 | MIELE | TRUST CONTRACT-SIC | 5 | NOT TO BE PRICED
11390 | IN SERVICE | SOL8753 | COWES MEDICAL CENTRE | DENTAL-DECONTAMINATION ROOM | LIGHT-EXAMINATION | E22030-01 | E22030-01 | DAYLIGHT COMPANY | OEM-AIH | 1 | 8
11391 | IN SERVICE | SOL8754 | COWES MEDICAL CENTRE | DENTAL-DECONTAMINATION ROOM | HEAT SEALING UNIT | ULTIMATE SEAL | 0892 | BA INTERNATIONAL | OEM-AIH | 1 | 20
11392 | IN SERVICE | SOL8755 | COWES MEDICAL CENTRE | DENTAL-DECONTAMINATION ROOM | HOT AIR GUN | CARBOLITE | 13863 | SAFE AIR | OEM-AIH | 1 | 20
11393 | IN SERVICE | SOL8756 | COWES MEDICAL CENTRE | DENTAL-DECONTAMINATION ROOM | DENTAL X RAY INTRA ORAL | SEARCHER | EH05G0322 | BELMONT | TRUST CONTRACT-DESS | 5 | NOT TO BE PRICED
11394 | IN SERVICE | SOL8757 | COWES MEDICAL CENTRE | DENTAL-DECONTAMINATION ROOM | DENTAL X RAY INTRA ORAL | SEARCHER | EX05G0322 | BELMONT | TRUST CONTRACT-DESS | 5 | NOT TO BE PRICED
11395 | IN SERVICE | SOL8758 | COWES MEDICAL CENTRE | DENTAL-DECONTAMINATION ROOM | DENTAL LIGHT | HALO | CG5E0014 | BELMONT | OEM-AIH | 1 | 8
11396 | IN SERVICE | SOL8759 | COWES MEDICAL CENTRE | DENTAL-DECONTAMINATION ROOM | DENTAL SPITOON | SPITOON | NOT FOUND | DURR DENTAL | OEM-AIH | 1 | 110
11397 | IN SERVICE | SOL8760 | COWES MEDICAL CENTRE | DENTAL-DECONTAMINATION ROOM | DENTAL CHAIR | CORE ICE | NOT FOUND | DENTALEZ | TRUST CONTRACT-DESS | 5 | NOT TO BE PRICED
11398 | IN SERVICE | SOL8761 | COWES MEDICAL CENTRE | DENTAL-DECONTAMINATION ROOM | DENTAL CART | CLESTA II | B26003 | BELMONT | OEM-AIH | 1 | 110
11399 | IN SERVICE | SOL8762 | COWES MEDICAL CENTRE | DENTAL-DECONTAMINATION ROOM | DENTAL AMALGAMATOR | PROMIX | 09804 | DENTSPLY | OEM-AIH | 1 | 25
11400 | IN SERVICE | SOL8763 | COWES MEDICAL CENTRE | DENTAL-DECONTAMINATION ROOM | DENTAL APEX LOCATOR | ROOT ZX | YG6154 | MORTARA | OEM-AIH | 1 | 10
11401 | IN SERVICE | SOL8764 | COWES MEDICAL CENTRE | DENTAL-DECONTAMINATION ROOM | X RAY FILM VIEWER | RINN | 670445 | DENTSPLY | OEM-AIH | 1 | 25
11402 | IN SERVICE | SOL8765 | COWES MEDICAL CENTRE | DENTAL-DECONTAMINATION ROOM | DENTAL CURING LIGHT | MINI LED | 830846-005 | ACTEON | OEM-AIH | 1 | 15
11403 | IN SERVICE | SOL8766 | COWES MEDICAL CENTRE | DENTAL-DECONTAMINATION ROOM | DENTAL AMALGAMATOR | ALGHAMIX | 20140001 | ZHERMACK | OEM-AIH | 1 | 25
11404 | IN SERVICE | SOL8767 | COWES MEDICAL CENTRE | DENTAL-DECONTAMINATION ROOM | DENTAL SUCTION UNIT | VSA 300 | X198680082 | DURR DENTAL | OEM-AIH | 1 | 400
11405 | IN SERVICE | SOL8768 | COWES MEDICAL CENTRE | DENTAL-DECONTAMINATION ROOM | DENTAL DRILL | GOLD | GR16543 | VDW DENTAL | OEM-AIH | 1 | 45
11406 | IN SERVICE | SOL8769 | COWES MEDICAL CENTRE | DENTAL-DECONTAMINATION ROOM | DENTAL CHAIR | CORE ICE | AID 004 | DENTALEZ | TRUST CONTRACT-DESS | 5 | NOT TO BE PRICED
11407 | IN SERVICE | SOL8770 | COWES MEDICAL CENTRE | DENTAL-DECONTAMINATION ROOM | DENTAL SPITOON | SPITOON | NOT FOUND | DURR DENTAL | OEM-AIH | 1 | 110
11408 | IN SERVICE | SOL8771 | COWES MEDICAL CENTRE | DENTAL-DECONTAMINATION ROOM | DENTAL X RAY INTRA ORAL | SEARCHER | EH05G0311 | BELMONT | TRUST CONTRACT-DESS | 5 | NOT TO BE PRICED
11409 | IN SERVICE | SOL8772 | COWES MEDICAL CENTRE | DENTAL-DECONTAMINATION ROOM | DENTAL X RAY INTRA ORAL | SEARCHER | EX05G0311 | BELMONT | TRUST CONTRACT-DESS | 5 | NOT TO BE PRICED
11410 | IN SERVICE | SOL8773 | COWES MEDICAL CENTRE | DENTAL-DECONTAMINATION ROOM | DENTAL CART | CLESTA II | B26002 | BELMONT | OEM-AIH | 1 | 110
11411 | IN SERVICE | SOL8774 | COWES MEDICAL CENTRE | DENTAL-DECONTAMINATION ROOM | DENTAL LIGHT | HALO | CG5E0013 | BELMONT | OEM-AIH | 1 | 8
11412 | IN SERVICE | SOL8775 | COWES MEDICAL CENTRE | DENTAL-DECONTAMINATION ROOM | DENTAL AMALGAMATOR | PROMIX | 09715 | DENTSPLY | OEM-AIH | 1 | 25
11413 | IN SERVICE | SOL8776 | COWES MEDICAL CENTRE | DENTAL-DECONTAMINATION ROOM | DENTAL CURING LIGHT | MINI LED | 836712004 | ACTEON | OEM-AIH | 1 | 15
11414 | IN SERVICE | SOL8777 | COWES MEDICAL CENTRE | DENTAL-DECONTAMINATION ROOM | X RAY FILM VIEWER | RINN | 670445-2 | DENTSPLY | OEM-AIH | 1 | 25
11415 | IN SERVICE | SOL8778 | COWES MEDICAL CENTRE | DENTAL-DECONTAMINATION ROOM | DENTAL SUCTION UNIT | VSA 300 | T008608 | DURR DENTAL | OEM-AIH | 1 | 400
11416 | IN SERVICE | SOL8779 | COWES MEDICAL CENTRE | DENTAL-DECONTAMINATION ROOM | HOT AIR GUN | CARBOLITE | 14383 | SAFE AIR | OEM-AIH | 1 | 20
11417 | IN SERVICE | SOL8780 | COWES MEDICAL CENTRE | DENTAL-DECONTAMINATION ROOM | X RAY FILM VIEWER | RINN | 6948 | DENTSPLY | OEM-AIH | 1 | 25
11418 | IN SERVICE | SOL8781 | COWES MEDICAL CENTRE | DENTAL-DECONTAMINATION ROOM | DENTAL CURING LIGHT | COLTOLUX | 030718929 | COLTENE WHALEDENT | OEM-AIH | 1 | 15
11419 | IN SERVICE | SOL8782 | COWES MEDICAL CENTRE | DENTAL-DECONTAMINATION ROOM | DENTAL APEX LOCATOR | ROOT ZX | YG6155 | MORTARA | OEM-AIH | 1 | 10
11420 | IN SERVICE | SOL8783 | COWES MEDICAL CENTRE | DENTAL-DECONTAMINATION ROOM | DENTAL DRILL | SILVER | SR21192 | VDW DENTAL | OEM-AIH | 1 | 45
11421 | IN SERVICE | SOL8784 | COWES MEDICAL CENTRE | DENTAL-DECONTAMINATION ROOM | DENTAL APEX LOCATOR | PROPEX PIXI | PX2014122902 | DENTSPLY | OEM-AIH | 1 | 10
11422 | IN SERVICE | SOL8785 | COWES MEDICAL CENTRE | DENTAL-DECONTAMINATION ROOM | DENTAL AMALGAMATOR | PROMIX | 09834 | DENTSPLY | OEM-AIH | 1 | 25
11423 | IN SERVICE | SOL8786 | COWES MEDICAL CENTRE | DENTAL-DECONTAMINATION ROOM | HOT AIR GUN | CARBOLITE | 012625 | SAFE AIR | OEM-AIH | 1 | 20
11424 | IN SERVICE | SOL8787 | COWES MEDICAL CENTRE | DENTAL-DECONTAMINATION ROOM | DENTAL CHAIR | CORE ICE | AID006 | DENTALEZ | TRUST CONTRACT-DESS | 5 | NOT TO BE PRICED
11425 | IN SERVICE | SOL8788 | COWES MEDICAL CENTRE | DENTAL-DECONTAMINATION ROOM | DENTAL SPITOON | SPITOON | NOT FOUND | DURR DENTAL | OEM-AIH | 1 | 110
11426 | IN SERVICE | SOL8789 | COWES MEDICAL CENTRE | DENTAL-DECONTAMINATION ROOM | DENTAL CART | CLESTA II | B23776 | BELMONT | OEM-AIH | 1 | 110
11427 | IN SERVICE | SOL8790 | COWES MEDICAL CENTRE | DENTAL-DECONTAMINATION ROOM | DENTAL X RAY INTRA ORAL | SEARCHER | EH06C04447 | BELMONT | TRUST CONTRACT-DESS | 5 | NOT TO BE PRICED
11428 | IN SERVICE | SOL8791 | COWES MEDICAL CENTRE | DENTAL-DECONTAMINATION ROOM | DENTAL X RAY INTRA ORAL | SEARCHER | EX05G0307 | BELMONT | TRUST CONTRACT-DESS | 5 | NOT TO BE PRICED
11429 | IN SERVICE | SOL8792 | COWES MEDICAL CENTRE | DENTAL-DECONTAMINATION ROOM | DENTAL LIGHT | HALO | CG05E0008 | BELMONT | OEM-AIH | 1 | 8
11430 | IN SERVICE | SOL8793 | COWES MEDICAL CENTRE | DENTAL-DECONTAMINATION ROOM | DENTAL SUCTION UNIT | VSA 300 | T004030 | DURR DENTAL | OEM-AIH | 1 | 400
11431 | IN SERVICE | SOL8794 | COWES MEDICAL CENTRE | DENTAL-DECONTAMINATION ROOM | X RAY FILM VIEWER | MINI | NOT FOUND | VELOPEX | OEM-AIH | 1 | 25
11432 | IN SERVICE | SOL8795 | COWES MEDICAL CENTRE | DENTAL-DECONTAMINATION ROOM | DENTAL X RAY PAN ORAL | X-MIND PANO/CEPH SL4-PT-11 | HS12056 | ACTEON | TRUST CONTRACT-DESS | 5 | NOT TO BE PRICED
11433 | IN SERVICE | SOL8796 | COWES MEDICAL CENTRE | DENTAL-DECONTAMINATION ROOM | DENTAL CURING LIGHT | MINI LED | 303136-062 | ACTEON | OEM-AIH | 1 | 15
11434 | IN SERVICE | SOL8797 | COWES MEDICAL CENTRE | DENTAL-DECONTAMINATION ROOM | PORTABLE MOTOR | NOT KNOWN | R318DA080 | BA INTERNATIONAL | OEM-AIH | 1 | 25
11435 | IN SERVICE | SOL8798 | COWES MEDICAL CENTRE | DENTAL-DECONTAMINATION ROOM | HEATING UNIT | NOT KNOWN | AAB38024 | NOFLAME PLUS | OEM-AIH | 1 | 20
11436 | IN SERVICE | SOL8799 | COWES MEDICAL CENTRE | DENTAL-DECONTAMINATION ROOM | DENTAL SCAVENGING UNIT | SCAV MINI | UK1314 | RA MEDICAL | ASSET ONLY | 1 | NOT TO BE PRICED
11437 | IN SERVICE | SOL8800 | COWES MEDICAL CENTRE | DENTAL-DECONTAMINATION ROOM | DENTAL SCAVENGING UNIT | SCAV MINI | UK1313 | RA MEDICAL | ASSET ONLY | 1 | NOT TO BE PRICED
11438 | IN SERVICE | SOL8801 | COWES MEDICAL CENTRE | DENTAL-DECONTAMINATION ROOM | DENTAL SCAVENGING UNIT | PORTER | MINT 63599 | RA MEDICAL | ASSET ONLY | 1 | NOT TO BE PRICED
11439 | IN SERVICE | SOL8802 | COWES MEDICAL CENTRE | DENTAL-DECONTAMINATION ROOM | DENTAL SCAVENGING UNIT | PORTER | MINT 63619 | RA MEDICAL | ASSET ONLY | 1 | NOT TO BE PRICED
11440 | IN SERVICE | SOL8833 | SOMERSTOWN HEALTH CENTRE | DENTAL-DENTAL CLINIC | DENTAL CART | PDU II | 9536 | QUDENT | ASSET ONLY | 1 | NOT TO BE PRICED
11441 | IN SERVICE | SOL8834 | PICKLES COPPICE | DENTAL-DENTAL CLINIC | DENTAL CART | PDU II | 9540 | QUDENT | ASSET ONLY | 1 | NOT TO BE PRICED
11442 | IN SERVICE | SOL8835 | ANDOVER HEALTH CENTRE | DENTAL-CLINIC ROOM | DENTAL ULTRASONIC SCALER | CAVITRON SELECT | 123-38509 | ACTEON | OEM-AIH | 1 | 25
11443 | IN SERVICE | SOL8836 | ANDOVER HEALTH CENTRE | DENTAL-CLINIC ROOM | DENTAL CURING LIGHT | SMARTLITE PS | 08891571 | DENTSPLY | OEM-AIH | 1 | 15
11445 | IN SERVICE | SOL8838 | ALDERSHOT CENTRE FOR HEALTH | DENTAL-SURGERY 3 | BLOOD PRESSURE MONITOR | M6 COMFORT | 20190600760VG | OMRON HEALTHCARE | OEM-AIH | 1 | 8
11446 | IN SERVICE | SOL8839 | ALDERSHOT CENTRE FOR HEALTH | DENTAL-CLINIC ROOM | DENTAL WASHER DISINFECTOR | C61WD-D04 | 350118K00006 | SCIAN | ASSET ONLY | 1 | NOT TO BE PRICED
11447 | IN SERVICE | SOL8840 | PICKLES COPPICE | DENTAL-CLINIC ROOM | DENTAL CURING LIGHT | OPTIMA 10 | L1850455H2 | BA INTERNATIONAL | OEM-AIH | 1 | 15
11448 | IN SERVICE | SOL8841 | PICKLES COPPICE | DENTAL-CLINIC ROOM | DENTAL CURING LIGHT | OPTIMA 10 | L1850699H2 | BA INTERNATIONAL | OEM-AIH | 1 | 15
11449 | IN SERVICE | SOL8842 | BRAMBLYS GRANGE HEALTH CENTRE | DENTAL-DENTAL CLINIC | MEDICAL FRIDGE | LEC MEDICAL | NOT FOUND | LEC MEDICAL | OEM-AIH | 1 | 15
11450 | IN SERVICE | SOL9908 | CROWN HEIGHTS | SEXUAL HEALTH | ULTRASOUND MACHINE DIAGNOSTIC | VOLUSON P8 | VP8803108 | GE HEALTHCARE | OEM-AIH | 1 | 375
11451 | IN SERVICE | SOL9910 | CROWN HEIGHTS | SEXUAL HEALTH | ULTRASOUND TRANSDUCER | IC9-RS | 723058WX4 | GE HEALTHCARE | OEM-AIH | 1 | FOC
11452 | IN SERVICE | SOL9911 | CROWN HEIGHTS | SEXUAL HEALTH | ULTRASOUND TRANSDUCER | 4C-RS | 767130WX8 | GE HEALTHCARE | OEM-AIH | 1 | FOC
11453 | IN SERVICE | SOL9912 | CROWN HEIGHTS | SEXUAL HEALTH | PRINTER-ULTRASOUND | UPP-110 SERIES | 9912 | SONY | OEM-AIH | 1 | 10
11454 | IN SERVICE | SOL9913 | ST MARY'S COMMUNITY HEALTH CAMPUS | SEXUAL HEALTH | ULTRASOUND MACHINE DIAGNOSTIC | VOLUSON P8 | VP8803111 | GE HEALTHCARE | OEM-AIH | 1 | 375
11455 | IN SERVICE | SOL9914 | ST MARY'S COMMUNITY HEALTH CAMPUS | SEXUAL HEALTH | PRINTER-ULTRASOUND | UPP-110 SERIES | 9914 | SONY | OEM-AIH | 1 | 10
11456 | IN SERVICE | SOL9916 | ST MARY'S COMMUNITY HEALTH CAMPUS | SEXUAL HEALTH | ULTRASOUND TRANSDUCER | 4C-RS | 769715WX4 | GE HEALTHCARE | OEM-AIH | 1 | FOC
11457 | IN SERVICE | SOL9917 | ST MARY'S COMMUNITY HEALTH CAMPUS | SEXUAL HEALTH | ULTRASOUND TRANSDUCER | RIC5-9A-RS | 241606KR3 | GE HEALTHCARE | OEM-AIH | 1 | FOC
11458 | IN SERVICE | SOL9922 | ROYAL SOUTH HANTS HOSPITAL | SEXUAL HEALTH | ULTRASOUND TRANSDUCER | 4C-RS | 769651WX1 | GE HEALTHCARE | OEM-AIH | 1 | FOC
11459 | IN SERVICE | SOL9923 | ROYAL SOUTH HANTS HOSPITAL | SEXUAL HEALTH | ULTRASOUND TRANSDUCER | IC9-RS | 731776WX1 | GE HEALTHCARE | OEM-AIH | 1 | FOC
11460 | IN SERVICE | SOL9924 | ROYAL SOUTH HANTS HOSPITAL | SEXUAL HEALTH | ULTRASOUND MACHINE DIAGNOSTIC | VOLUSON P8 | VP8803092 | GE HEALTHCARE | OEM-AIH | 1 | 375
11461 | IN SERVICE | SOL9925 | ROYAL SOUTH HANTS HOSPITAL | SEXUAL HEALTH | PRINTER-ULTRASOUND | UPP-110 SERIES | 9925 | SONY | OEM-AIH | 1 | 10
11462 | IN SERVICE | SOL9926 | BITTERNE HEALTH CENTRE | CARDIAC SERVICES-CONSULTING ROOM | BLOOD PRESSURE MONITOR | HONSUN | 802755 | LYALL WILLIS | PM | 1 | 8
11463 | IN SERVICE | SOL9927 | BITTERNE HEALTH CENTRE | CARDIAC SERVICES-CONSULTING ROOM | BLOOD PRESSURE MONITOR | HONSUN | 803213 | LYALL WILLIS | PM | 1 | 8
11464 | IN SERVICE | SOL9928 | BITTERNE HEALTH CENTRE | CARDIAC SERVICES-CONSULTING ROOM | BLOOD PRESSURE MONITOR | HONSUN | 803526 | LYALL WILLIS | PM | 1 | 8
11465 | IN SERVICE | SOL9929 | BITTERNE HEALTH CENTRE | COMMUNITY NURSING TEAM | THERMOMETER | THERMOSCAN | 18418K40077 | BRAUN | PM | 1 | 15
11466 | IN SERVICE | SOL9930 | BATTENBURG AVENUE CLINIC | CHILDREN COMMUNITY NURSING-CHILD NURSING | PULSE OXIMETER-HANDHELD | PM100N | MBH1913351 | COVIDIEN | PM | 1 | 55
11467 | IN SERVICE | SOL9931 | BATTENBURG AVENUE CLINIC | CHILDREN COMMUNITY NURSING-CHILD NURSING | PULSE OXIMETER-HANDHELD | PM100N | MBH1913352 | COVIDIEN | PM | 1 | 55
11468 | IN SERVICE | SOL9932 | BATTENBURG AVENUE CLINIC | CHILDREN COMMUNITY NURSING-CHILD NURSING | PULSE OXIMETER-HANDHELD | PM100N | MBH1913354 | COVIDIEN | PM | 1 | 55
11469 | IN SERVICE | SOL9933 | BATTENBURG AVENUE CLINIC | CHILDREN COMMUNITY NURSING-CHILD NURSING | PULSE OXIMETER-HANDHELD | PM100N | MBH1913350 | COVIDIEN | PM | 1 | 55
11471 | IN SERVICE | SOL9935 | BATTENBURG AVENUE CLINIC | CHILDREN COMMUNITY NURSING-CHILD NURSING | PULSE OXIMETER-HANDHELD | N560 | 011114030055 | NELLCOR | PM | 1 | 55
11472 | IN SERVICE | SOL9936 | BATTENBURG AVENUE CLINIC | CHILDREN COMMUNITY NURSING-CHILD NURSING | PULSE OXIMETER-HANDHELD | N65 | P13813329 | NELLCOR | PM | 1 | 55
11474 | IN SERVICE | SOL9938 | BATTENBURG AVENUE CLINIC | COMMUNITY PAEDIATRIC MEDICAL SERVICES | DIAGNOSTIC SET | DIAGNOSTIC SET | 9938 | KEELER | PM | 1 | 5
11475 | IN SERVICE | SOL9939 | BATTENBURG AVENUE CLINIC | COMMUNITY PAEDIATRIC MEDICAL SERVICES | LIGHT-EXAMINATION | ULTRA VIOLET EXAMINATION LAMP | 9939 | LUXO LTD | PM | 1 | 10
11476 | IN SERVICE | SOL9940 | BATTENBURG AVENUE CLINIC | CHILDREN COMMUNITY NURSING-CHILD NURSING | INFUSION PUMP-SYRINGE | T34 | 83948 | CME MCKINLEY | PM | 1 | 55
11478 | IN SERVICE | SOL9942 | ST MARY'S COMMUNITY HEALTH CAMPUS | COMMUNITY NURSING TEAM | INFUSION PUMP-SYRINGE | T34 | 81126 | CME MCKINLEY | PM | 1 | 55
11479 | IN SERVICE | SOL9943 | BROADCAST HOUSE | COMMUNITY NURSING TEAM | SCALES | 761 | 2761028138946 | SECA LTD | PM | 1 | 15
11480 | IN SERVICE | SOL9944 | BROADCAST HOUSE | COMMUNITY NURSING TEAM | EAR IRRIGATOR | PROPULSE III | 4-03655/2006 | MIRAGE HEALTH | PM | 1 | 30
11481 | IN SERVICE | SOL9945 | BROADCAST HOUSE | COMMUNITY NURSING TEAM | DIAGNOSTIC SET | RIESTER | 9945 | RIESTER RUDOLF | PM | 1 | 5
11482 | IN SERVICE | SOL9946 | BROADCAST HOUSE | COMMUNITY NURSING TEAM | OTOSCOPE | KAWE | 9946 | KAWE LTD | PM | 1 | 5
11483 | IN SERVICE | SOL9947 | MEDINA HOUSE | COMMUNITY NURSING-FIRST FLOOR | THERMOMETER | THERMOSCAN | 32011K00389 | BRAUN | PM | 1 | 15
11484 | IN SERVICE | SOL9948 | MEDINA HOUSE | COMMUNITY NURSING-FIRST FLOOR | PULSE OXIMETER-FINGER | W4350 | 163303900100 | MERLIN MEDICAL | PM | 1 | 15
11485 | IN SERVICE | SOL9949 | MEDINA HOUSE | COMMUNITY NURSING-FIRST FLOOR | SPHYGMOMANOMETER | SHOCK RESISTANT | 080220184591 | WELCH ALLYN | PM | 1 | 8
11486 | IN SERVICE | SOL9950 | BATTENBURG AVENUE CLINIC | CHILDREN COMMUNITY NURSING-CHILD NURSING | HUMIDIFIER | MR850 | 090626053406 | FISHER & PAYKEL | PM | 1 | 55
11487 | IN SERVICE | SOL9951 | RACHEL MADOCKS SCHOOL | SCHOOL NURSES-NURSES ROOM | SCALE-CHAIR | DP3810/M-200 | 21901465 | MARSDEN | PM | 1 | 15
11488 | IN SERVICE | SOL9952 | BATTENBURG AVENUE CLINIC | CHILDREN COMMUNITY NURSING-CHILD NURSING | INFUSION PUMP-SYRINGE | T34 | 86000 | CME MCKINLEY | PM | 1 | 55
11489 | IN SERVICE | SOL9953 | ADELAIDE HEALTH CENTRE | CHILDREN CONTINENCE-LEVEL 2 | ENURESIS ALARM | M04 | 9953 | MALEM MEDICAL | PM | 1 | 10
11490 | IN SERVICE | SOL9954 | ADELAIDE HEALTH CENTRE | CHILDREN CONTINENCE-LEVEL 2 | ENURESIS ALARM | M04 | 9954 | MALEM MEDICAL | PM | 1 | 10
11491 | IN SERVICE | SOL9955 | ADELAIDE HEALTH CENTRE | CHILDREN CONTINENCE-LEVEL 2 | ENURESIS ALARM | M04 | 9955 | MALEM MEDICAL | PM | 1 | 10
11492 | IN SERVICE | SOL9956 | ADELAIDE HEALTH CENTRE | CHILDREN CONTINENCE-LEVEL 2 | ENURESIS ALARM | M04 | 9956 | MALEM MEDICAL | PM | 1 | 10
11493 | IN SERVICE | SOL9957 | ADELAIDE HEALTH CENTRE | CHILDREN CONTINENCE-LEVEL 2 | ENURESIS ALARM | M04 | 9957 | MALEM MEDICAL | PM | 1 | 10
11494 | IN SERVICE | SOL9958 | ADELAIDE HEALTH CENTRE | CHILDREN CONTINENCE-LEVEL 2 | ENURESIS ALARM | M04 | 9958 | MALEM MEDICAL | PM | 1 | 10
11495 | IN SERVICE | SOL9959 | ADELAIDE HEALTH CENTRE | CHILDREN CONTINENCE-LEVEL 2 | ENURESIS ALARM | M04 | 9959 | MALEM MEDICAL | PM | 1 | 10
11496 | IN SERVICE | SOL9960 | ADELAIDE HEALTH CENTRE | CHILDREN CONTINENCE-LEVEL 2 | ENURESIS ALARM | M04 | 9960 | MALEM MEDICAL | PM | 1 | 10
11497 | IN SERVICE | SOL9961 | ADELAIDE HEALTH CENTRE | CHILDREN CONTINENCE-LEVEL 2 | ENURESIS ALARM | M04 | 9961 | MALEM MEDICAL | PM | 1 | 10
11498 | IN SERVICE | SOL9962 | ADELAIDE HEALTH CENTRE | CHILDREN CONTINENCE-LEVEL 2 | ENURESIS ALARM | M04 | 9962 | MALEM MEDICAL | PM | 1 | 10
11499 | IN SERVICE | SOL9963 | ADELAIDE HEALTH CENTRE | CHILDREN CONTINENCE-LEVEL 2 | ENURESIS ALARM | ULTIMATE | 334438 | MALEM MEDICAL | PM | 1 | 10
11500 | IN SERVICE | SOL9964 | ADELAIDE HEALTH CENTRE | CHILDREN CONTINENCE-LEVEL 2 | ENURESIS ALARM | ULTIMATE | 334440 | MALEM MEDICAL | PM | 1 | 10
11501 | IN SERVICE | SOL9965 | ADELAIDE HEALTH CENTRE | CHILDREN CONTINENCE-LEVEL 2 | ENURESIS ALARM | ULTIMATE | 334723 | MALEM MEDICAL | PM | 1 | 10
11502 | IN SERVICE | SOL9966 | ADELAIDE HEALTH CENTRE | CHILDREN CONTINENCE-LEVEL 2 | ENURESIS ALARM | ULTIMATE | 334433 | MALEM MEDICAL | PM | 1 | 10
11504 | IN SERVICE | SOL9968 | ANDOVER HEALTH CENTRE | SEXUAL HEALTH | PLINTH | A2256/8/3HS | IPS-50612 | ARJO HUNTLEIGH | PM | 1 | 35
11505 | IN SERVICE | SOL9970 | ROYAL SOUTH HANTS HOSPITAL | COMMUNITY NURSING TEAM | THERMOMETER | THERMOSCAN | 22916K34582 | BRAUN | PM | 1 | 15
11506 | IN SERVICE | SOL9971 | ROYAL SOUTH HANTS HOSPITAL | COMMUNITY NURSING TEAM | NEBULISER | PORTA-NEB | 1999PN85503 | MEDIC AID | PM | 1 | 15
11507 | IN SERVICE | SOL9972 | ROYAL SOUTH HANTS HOSPITAL | DENTAL-FANSHAWE WING | MEDICAL FRIDGE | PESR82UK | 90700074444410640 | LEC MEDICAL | OEM-AIH | 1 | 15
11508 | IN SERVICE | SOL9973 | ROYAL SOUTH HANTS HOSPITAL | NICHOLSTOWN SURGERY | THERMOMETER | BRAUN | 21819K62061 | WELCH ALLYN | PM | 1 | 15
11509 | IN SERVICE | SOL9974 | ROYAL SOUTH HANTS HOSPITAL | NICHOLSTOWN SURGERY | THERMOMETER | BRAUN | 22519K61370 | WELCH ALLYN | PM | 1 | 15
11510 | IN SERVICE | SOL9975 | ROYAL SOUTH HANTS HOSPITAL | NICHOLSTOWN SURGERY | THERMOMETER | BRAUN | 21719K60054 | WELCH ALLYN | PM | 1 | 15
11511 | IN SERVICE | SOL9976 | ROYAL SOUTH HANTS HOSPITAL | NICHOLSTOWN SURGERY | THERMOMETER | BRAUN | 23119K62135 | WELCH ALLYN | PM | 1 | 15
11512 | IN SERVICE | SOL9977 | ROYAL SOUTH HANTS HOSPITAL | NICHOLSTOWN SURGERY | THERMOMETER | BRAUN | 21819K60410 | WELCH ALLYN | PM | 1 | 15
11513 | IN SERVICE | SOL9983 | BITTERNE HEALTH CENTRE | COMMUNITY NURSING TEAM | ECG MACHINE | HEARTVIEW 12L | 3412 | AEROTEL MEDICAL SYSTEMS | PM | 1 | 88
11514 | IN SERVICE | SOL9984 | BITTERNE HEALTH CENTRE | COMMUNITY NURSING TEAM | GLUCOMETER | SD CODE FREE | M03102RAA2149 | SD BIOSENSOR | ASSET ONLY | 1 | NOT TO BE PRICED
11515 | IN SERVICE | SOL9985 | BITTERNE HEALTH CENTRE | COMMUNITY NURSING TEAM | EAR IRRIGATOR | PROPULSE | 800157 | MIRAGE HEALTH | PM | 1 | 30
11516 | IN SERVICE | SOL9986 | BITTERNE HEALTH CENTRE | COMMUNITY NURSING TEAM | EAR IRRIGATOR | PROPULSE | 66876 | MIRAGE HEALTH | PM | 1 | 30
11517 | IN SERVICE | SOL9987 | JUBILEE HOUSE | INPATIENT UNIT-END OF LIFE CARE | MATTRESS | NB 3082 | NB334774 | ARJO HUNTLEIGH | PM | 1 | 45
11518 | IN SERVICE | SOL9988 | JUBILEE HOUSE | INPATIENT UNIT-END OF LIFE CARE | FALLS MONITOR | 25023CE | 409187 | TABS | PM | 1 | 10
11519 | IN SERVICE | SOL9989 | JUBILEE HOUSE | INPATIENT UNIT-END OF LIFE CARE | FALLS MONITOR | 25023CE | 409195 | TABS | PM | 1 | 10
11520 | IN SERVICE | SOL9990 | JUBILEE HOUSE | INPATIENT UNIT-END OF LIFE CARE | FALLS MONITOR | 25023CE | 409193 | TABS | PM | 1 | 10
11521 | IN SERVICE | SOL9991 | JUBILEE HOUSE | INPATIENT UNIT-END OF LIFE CARE | FALLS MONITOR | 25023CE | 409192 | TABS | PM | 1 | 10
11522 | IN SERVICE | SOL9992 | JUBILEE HOUSE | INPATIENT UNIT-END OF LIFE CARE | FALLS MONITOR | 25023CE | 409198 | TABS | PM | 1 | 10
11523 | IN SERVICE | SOL9993 | JUBILEE HOUSE | INPATIENT UNIT-END OF LIFE CARE | FALLS MONITOR | 25023CE | 398525 | TABS | PM | 1 | 10
11524 | IN SERVICE | SOL9994 | JUBILEE HOUSE | INPATIENT UNIT-END OF LIFE CARE | FALLS MONITOR | 25023CE | 409194 | TABS | PM | 1 | 10
11525 | IN SERVICE | SOL9995 | JUBILEE HOUSE | INPATIENT UNIT-END OF LIFE CARE | FALLS MONITOR | 25023CE | 409196 | TABS | PM | 1 | 10
11526 | IN SERVICE | SOL9996 | BETTER CARE CENTRE | CHILD AND ADOLESCENT MHS-LEVEL 1 | THERMOMETER | ET-100A | 1803012 | SCIAN | PM | 1 | 15
11527 | IN SERVICE | SOL9997 | BETTER CARE CENTRE | CHILD AND ADOLESCENT MHS-LEVEL 1 | THERMOMETER | ET-100A | 9997 | SCIAN | PM | 1 | 15
11528 | IN SERVICE | SOL9998 | BATTENBURG AVENUE CLINIC | CHILDREN COMMUNITY NURSING-CHILD NURSING | ASPIRATOR | LSU | 78151972315 | LAERDAL MEDICAL | PM | 1 | 25
11529 | IN SERVICE | SOL9999 | BATTENBURG AVENUE CLINIC | CHILDREN COMMUNITY NURSING-CHILD NURSING | ASPIRATOR | LSU | 78111971260 | LAERDAL MEDICAL | PM | 1 | 25
11530 | IN SERVICE | 0200PW1308051832 | ST MARY'S COMMUNITY HEALTH CAMPUS | SPINNAKER WARD | SLING | SLING | 8B0200PW1308051832 | PRISM MEDICAL | OEM-MEDACO | 1 | 14
11531 | IN SERVICE | 21861 | ST MARY'S COMMUNITY HEALTH CAMPUS | SPINNAKER WARD | SLING | SLING | 021861 | PRISM MEDICAL | OEM-MEDACO | 1 | 14
11532 | IN SERVICE | 23757 | ST MARY'S COMMUNITY HEALTH CAMPUS | SPINNAKER WARD | SLING | SLING | 023757 | PRISM MEDICAL | OEM-MEDACO | 1 | 14
11533 | IN SERVICE | 0500P11005000438 | ST MARY'S COMMUNITY HEALTH CAMPUS | SPINNAKER WARD | SLING | SLING | 8C0500P11005000438 | PRISM MEDICAL | OEM-MEDACO | 1 | 14
11534 | IN SERVICE | 10025 | ROYAL SOUTH HANTS HOSPITAL | FANSHAWE WARD | SLING | ACCESS | 10025 | TUM | OEM-MEDACO | 1 | 14
11535 | IN SERVICE | 10088 | ROYAL SOUTH HANTS HOSPITAL | FANSHAWE WARD | SLING | MEDIUM | 10088 | TUM | OEM-MEDACO | 1 | 14
11536 | IN SERVICE | 10350006 | WESTERN COMMUNITY HOSPITAL | SNOWDON WARD-MAIN BLOCK | SLING | HYGINE | 10350006 | HANDICARE | OEM-MEDACO | 1 | 14
11538 | IN SERVICE | 1049084491528 | ST MARY'S COMMUNITY HEALTH CAMPUS | SPINNAKER WARD | SLING-UNIVERSAL | 190 | 1049084491528 | ARJO HUNTLEIGH | OEM-MEDACO | 1 | 14
11539 | IN SERVICE | 10850014 | WESTERN COMMUNITY HOSPITAL | SNOWDON WARD-MAIN BLOCK | SLING | HYGINE | 10850014 | HANDICARE | OEM-MEDACO | 1 | 14
11540 | IN SERVICE | 10895 | ROYAL SOUTH HANTS HOSPITAL | FANSHAWE WARD | SLING | LARGE | 10895 | TUM | OEM-MEDACO | 1 | 14
11541 | IN SERVICE | 11015 | ROYAL SOUTH HANTS HOSPITAL | FANSHAWE WARD | SLING | LARGE | 11015 | TUM | OEM-MEDACO | 1 | 14
11542 | IN SERVICE | 11400P1111023690 | ST MARY'S COMMUNITY HEALTH CAMPUS | SPINNAKER WARD | SLING | SLING | 8A11400P1111023690 | PRISM MEDICAL | OEM-MEDACO | 1 | 14
11543 | IN SERVICE | 1208160045000 | ROYAL SOUTH HANTS HOSPITAL | BRAMBLES WARD-LOWER BRAMBLES | SLING | SLING | 1208160045000 | ARJO HUNTLEIGH | OEM-MEDACO | 1 | 14
11544 | IN SERVICE | 1500P111102400 | ST MARY'S COMMUNITY HEALTH CAMPUS | SPINNAKER WARD | SLING | SLING | 8D1500P11110240008 | PRISM MEDICAL | OEM-MEDACO | 1 | 14
11545 | IN SERVICE | 16A101055555 | WESTERN COMMUNITY HOSPITAL | SNOWDON WARD-MAIN BLOCK | SLING | AMPUTEE | 16A101055555 | INVACARE | OEM-MEDACO | 1 | 14
11546 | IN SERVICE | 1EU101035555 | WESTERN COMMUNITY HOSPITAL | SNOWDON WARD-MAIN BLOCK | SLING | AMPUTEE | 1EU101035555 | INVACARE | OEM-MEDACO | 1 | 14
11548 | IN SERVICE | 220314067056 | ST JAMES HOSPITAL | THE LIMES-BROOKER UNIT | SLING | SLING | 220314067056 | ARJO HUNTLEIGH | OEM-MEDACO | 1 | 14
11550 | IN SERVICE | 221113008200073 | ST JAMES HOSPITAL | THE LIMES-BROOKER UNIT | SLING | SLING | 221113008200073 | ARJO HUNTLEIGH | OEM-MEDACO | 1 | 14
11551 | IN SERVICE | 221114019700011 | ROYAL SOUTH HANTS HOSPITAL | FANSHAWE WARD | SLING | SLING | 221114019700011 | ARJO HUNTLEIGH | OEM-MEDACO | 1 | 14
11552 | IN SERVICE | 221114019700014 | ROYAL SOUTH HANTS HOSPITAL | BRAMBLES WARD-LOWER BRAMBLES | SLING | SLING | 221114019700014 | ARJO HUNTLEIGH | OEM-MEDACO | 1 | 14
11553 | IN SERVICE | 221118019800012 | ROYAL SOUTH HANTS HOSPITAL | BRAMBLES WARD-LOWER BRAMBLES | SLING | SLING | 221118019800012 | ARJO HUNTLEIGH | OEM-MEDACO | 1 | 14
11555 | IN SERVICE | 3525915156 | ROYAL SOUTH HANTS HOSPITAL | FANSHAWE WARD | SLING | HIBACK | 3525915156 | SOLO | OEM-MEDACO | 1 | 14
11556 | IN SERVICE | 39051 | WESTERN COMMUNITY HOSPITAL | SNOWDON WARD-MAIN BLOCK | SLING | UNIVERSAL | 39051 | PRISM MEDICAL | OEM-MEDACO | 1 | 14
11557 | IN SERVICE | 40576 | WESTERN COMMUNITY HOSPITAL | SNOWDON WARD-MAIN BLOCK | SLING | UNIVERSAL | 40576 | PRISM MEDICAL | OEM-MEDACO | 1 | 14
11558 | IN SERVICE | 43692 | WESTERN COMMUNITY HOSPITAL | SNOWDON WARD-MAIN BLOCK | SLING | UNIVERSAL | 43692 | PRISM MEDICAL | OEM-MEDACO | 1 | 14
11559 | IN SERVICE | 45691 | WESTERN COMMUNITY HOSPITAL | SNOWDON WARD-MAIN BLOCK | SLING | UNIVERSAL | 45691 | PRISM MEDICAL | OEM-MEDACO | 1 | 14
11561 | IN SERVICE | 6250 | WESTERN COMMUNITY HOSPITAL | SNOWDON WARD-MAIN BLOCK | SLING | DELUXE SUPPORT | 6250 | PRISM MEDICAL | OEM-MEDACO | 1 | 14
11562 | IN SERVICE | 701014003900003 | ROYAL SOUTH HANTS HOSPITAL | FANSHAWE WARD | SLING | SLING | 701014003900003 | ARJO HUNTLEIGH | OEM-MEDACO | 1 | 14
11563 | IN SERVICE | 740318012002 | ST MARY'S COMMUNITY HEALTH CAMPUS | SPINNAKER WARD | SLING-UNIVERSAL | 190 | 740318012002 | ARJO HUNTLEIGH | OEM-MEDACO | 1 | 14
11564 | IN SERVICE | 740318019050 | WESTERN COMMUNITY HOSPITAL | SNOWDON WARD-MAIN BLOCK | SLING-UNIVERSAL | 190 | 740318019050 | ARJO HUNTLEIGH | OEM-MEDACO | 1 | 14
11566 | IN SERVICE | 740617004256 | ST JAMES HOSPITAL | THE LIMES-BROOKER UNIT | SLING-UNIVERSAL | 272 | 740617004256 | ARJO HUNTLEIGH | OEM-MEDACO | 1 | 14
11567 | IN SERVICE | 740818002074 | WESTERN COMMUNITY HOSPITAL | SNOWDON WARD-MAIN BLOCK | SLING-UNIVERSAL | 190 | 740818002074 | ARJO HUNTLEIGH | OEM-MEDACO | 1 | 14
11568 | IN SERVICE | 740818009010 | WESTERN COMMUNITY HOSPITAL | SNOWDON WARD-MAIN BLOCK | SLING-UNIVERSAL | 190 | 740818009010 | ARJO HUNTLEIGH | OEM-MEDACO | 1 | 14
11572 | IN SERVICE | 74124002000031 | ROYAL SOUTH HANTS HOSPITAL | FANSHAWE WARD | SLING | SLING | 74124002000031 | ARJO HUNTLEIGH | OEM-MEDACO | 1 | 14
11573 | IN SERVICE | 760514005800172 | ROYAL SOUTH HANTS HOSPITAL | BRAMBLES WARD-LOWER BRAMBLES | SLING | SLING | 760514005800172 | ARJO HUNTLEIGH | OEM-MEDACO | 1 | 14
11574 | IN SERVICE | 770409016178 | ROYAL SOUTH HANTS HOSPITAL | BRAMBLES WARD-LOWER BRAMBLES | SLING | SLING | 770409016178 | ARJO HUNTLEIGH | OEM-MEDACO | 1 | 14
11575 | IN SERVICE | 8026 | WESTERN COMMUNITY HOSPITAL | SNOWDON WARD-MAIN BLOCK | SLING | UNIVERSAL | 8026 | PRISM MEDICAL | OEM-MEDACO | 1 | 14
11576 | IN SERVICE | 8194 | WESTERN COMMUNITY HOSPITAL | SNOWDON WARD-MAIN BLOCK | SLING | OXFORD | 8194 | OXFORD INSTRUMENTS | OEM-MEDACO | 1 | 14
11577 | IN SERVICE | 8418 | WESTERN COMMUNITY HOSPITAL | SNOWDON WARD-MAIN BLOCK | SLING | UNIVERSAL | 8418 | PRISM MEDICAL | OEM-MEDACO | 1 | 14
11578 | IN SERVICE | 8778 | WESTERN COMMUNITY HOSPITAL | SNOWDON WARD-MAIN BLOCK | SLING | UNIVERSAL | 8778 | PRISM MEDICAL | OEM-MEDACO | 1 | 14
11579 | IN SERVICE | 8A1300P110902201 | ST MARY'S COMMUNITY HEALTH CAMPUS | SPINNAKER WARD | SLING | UNIVERSAL | 8A1300P1109022019 | PRISM MEDICAL | OEM-MEDACO | 1 | 14
11580 | IN SERVICE | 8D1500P110902186 | ST MARY'S COMMUNITY HEALTH CAMPUS | SPINNAKER WARD | SLING | HAMMOCK | 8D1500P1109021861 | PRISM MEDICAL | OEM-MEDACO | 1 | 14
11581 | IN SERVICE | A1300P1109022017 | ST MARY'S COMMUNITY HEALTH CAMPUS | SPINNAKER WARD | SLING | SLING | 8A1300P1109022017 | PRISM MEDICAL | OEM-MEDACO | 1 | 14
11582 | IN SERVICE | A1400P1008004165 | BATTENBURG AVENUE CLINIC | COMMUNITY PAEDIATRIC MEDICAL SERVICES | SLING | SLING | 8A1400P1008004165 | PRISM MEDICAL | OEM-MEDACO | 1 | 14
11583 | IN SERVICE | A1500P1008004543 | BATTENBURG AVENUE CLINIC | COMMUNITY PAEDIATRIC MEDICAL SERVICES | SLING | SLING | 8A1500P1008004543 | PRISM MEDICAL | OEM-MEDACO | 1 | 14
11584 | IN SERVICE | A1500P1109021734 | ST MARY'S COMMUNITY HEALTH CAMPUS | SPINNAKER WARD | SLING | SLING | 8A1500P1109021734 | PRISM MEDICAL | OEM-MEDACO | 1 | 14
11585 | IN SERVICE | A1500P1109021735 | ST MARY'S COMMUNITY HEALTH CAMPUS | SPINNAKER WARD | SLING | SLING | 8A1500P1109021735 | PRISM MEDICAL | OEM-MEDACO | 1 | 14
11586 | IN SERVICE | A1600P1011010997 | BATTENBURG AVENUE CLINIC | COMMUNITY PAEDIATRIC MEDICAL SERVICES | SLING | SLING | 8A1600P1011010997 | PRISM MEDICAL | OEM-MEDACO | 1 | 14
11587 | IN SERVICE | A1700P1010009394 | BATTENBURG AVENUE CLINIC | COMMUNITY PAEDIATRIC MEDICAL SERVICES | SLING | SLING | 8A1700P1010009394 | PRISM MEDICAL | OEM-MEDACO | 1 | 14
11588 | IN SERVICE | C0300P1010009473 | ST MARY'S COMMUNITY HEALTH CAMPUS | SPINNAKER WARD | SLING | SLING | 8C0300P1010009473 | PRISM MEDICAL | OEM-MEDACO | 1 | 14
11589 | IN SERVICE | C0400P1107019675 | ST MARY'S COMMUNITY HEALTH CAMPUS | SPINNAKER WARD | SLING | SLING | 8C0400P1107019675 | PRISM MEDICAL | OEM-MEDACO | 1 | 14
11590 | IN SERVICE | C7270 | ROYAL SOUTH HANTS HOSPITAL | BRAMBLES WARD-LOWER BRAMBLES | SLING | SLING-LARGE | C7270 | LIFTECH | OEM-MEDACO | 1 | 14
11591 | IN SERVICE | D1300P1109021902 | ST MARY'S COMMUNITY HEALTH CAMPUS | SPINNAKER WARD | SLING | SLING | 8D1300P1109021902 | PRISM MEDICAL | OEM-MEDACO | 1 | 14
11592 | IN SERVICE | D1300P1109021904 | ST MARY'S COMMUNITY HEALTH CAMPUS | SPINNAKER WARD | SLING | SLING | 8D1300P1109021904 | PRISM MEDICAL | OEM-MEDACO | 1 | 14
11593 | IN SERVICE | D1400P1111023758 | ST MARY'S COMMUNITY HEALTH CAMPUS | SPINNAKER WARD | SLING | SLING | 8D1400P1111023758 | PRISM MEDICAL | OEM-MEDACO | 1 | 14
11594 | IN SERVICE | KKX52810.M | ROYAL SOUTH HANTS HOSPITAL | BRAMBLES WARD-LOWER BRAMBLES | SLING-UNIVERSAL | 190 | KKX52810.M | ARJO HUNTLEIGH | OEM-MEDACO | 1 | 14
11595 | IN SERVICE | KKX52810-L | ROYAL SOUTH HANTS HOSPITAL | BRAMBLES WARD-LOWER BRAMBLES | SLING-UNIVERSAL | 190 | 740514006800027 | ARJO HUNTLEIGH | OEM-MEDACO | 1 | 14
11596 | IN SERVICE | KKX52810-M | ROYAL SOUTH HANTS HOSPITAL | BRAMBLES WARD-LOWER BRAMBLES | SLING-UNIVERSAL | 190 | KKX52810-M | ARJO HUNTLEIGH | OEM-MEDACO | 1 | 14
11597 | IN SERVICE | KKX52810M | ROYAL SOUTH HANTS HOSPITAL | BRAMBLES WARD-LOWER BRAMBLES | SLING | SLING | KKX52810M | ARJO HUNTLEIGH | OEM-MEDACO | 1 | 14
11598 | IN SERVICE | KKX52820.M | ROYAL SOUTH HANTS HOSPITAL | BRAMBLES WARD-LOWER BRAMBLES | SLING-UNIVERSAL | 190 | 50440 | ARJO HUNTLEIGH | OEM-MEDACO | 1 | 14
11610 | IN SERVICE | MAA121125 | WESTERN COMMUNITY HOSPITAL | SNOWDON WARD-MAIN BLOCK | SLING | SLING | MAA121125 | ARJO HUNTLEIGH | OEM-MEDACO | 1 | 14
11611 | IN SERVICE | MAA4031M306 | ROYAL SOUTH HANTS HOSPITAL | BRAMBLES WARD-LOWER BRAMBLES | SLING | SLING | MAA4031M306 | ARJO HUNTLEIGH | OEM-MEDACO | 1 | 14
11620 | IN SERVICE | SL105056H | WESTERN COMMUNITY HOSPITAL | SNOWDON WARD-MAIN BLOCK | SLING | QUICKFIT DELUXE | SL105056H | SUNRISE MEDICAL | OEM-MEDACO | 1 | 14
11622 | IN SERVICE | SL2309080028 | ROYAL SOUTH HANTS HOSPITAL | BRAMBLES WARD-LOWER BRAMBLES | SLING | OXFORD | SL2309080028 | OXFORD INSTRUMENTS | OEM-MEDACO | 1 | 14
11623 | IN SERVICE | SL2309080069 | ROYAL SOUTH HANTS HOSPITAL | FANSHAWE WARD | SLING | OXFORD | SL2309080069 | OXFORD INSTRUMENTS | OEM-MEDACO | 1 | 14
11624 | IN SERVICE | SL3305100008 | ST JAMES HOSPITAL | THE ORCHARDS-CRISIS RESOLUTION TREATMENT TEAM | SLING | OXFORD | SL3305100008 | OXFORD INSTRUMENTS | OEM-MEDACO | 1 | 14
11625 | IN SERVICE | SL40100500077 | ROYAL SOUTH HANTS HOSPITAL | BRAMBLES WARD-LOWER BRAMBLES | SLING | OXFORD | SL40100500077 | OXFORD INSTRUMENTS | OEM-MEDACO | 1 | 14
11626 | IN SERVICE | SL4805060023 | ROYAL SOUTH HANTS HOSPITAL | FANSHAWE WARD | SLING | OXFORD | SL4805060023 | OXFORD INSTRUMENTS | OEM-MEDACO | 1 | 14
11631 | IN SERVICE | SOL0194 | ST MARY'S COMMUNITY HEALTH CAMPUS | PHYSIOTHERAPY-PHYSIOTHERAPY ROOM | EXERCISER-ROWING MACHINE | PM3 | 430348417 | CONCEPT 2 | PM | 1 | 45
11632 | IN SERVICE | SOL0556 | ST JAMES HOSPITAL | THE LIMES-BROOKER UNIT | WHEELCHAIR | LOMAX | 0556 | SUNRISE MEDICAL | PM | 1 | 20
11634 | IN SERVICE | SOL10001 | ST MARY'S COMMUNITY HEALTH CAMPUS | PODIATRY-PODIATRY CLINIC | INCUBATOR | VACUPRESS | 2013/0555 | PETER WITZEL | PM | 1 | 90
11635 | IN SERVICE | SOL10002 | ST MARY'S COMMUNITY HEALTH CAMPUS | PODIATRY-PODIATRY CLINIC | FUME EXTRACTION SYSTEM | FUMEBUSTER | 028022 | PUREX | PM | 1 | 145
11636 | IN SERVICE | SOL10003 | ST MARY'S COMMUNITY HEALTH CAMPUS | PODIATRY-PODIATRY CLINIC | DOPPLER | BT-200 | CBJ80227 | BISTOS | PM | 1 | 30
11637 | IN SERVICE | SOL10004 | ROYAL SOUTH HANTS HOSPITAL | FANSHAWE WARD | MATTRESS PUMP | MERCURY ADVANCE | MA19070984 | DIRECT HEALTHCARE | PM | 1 | 45
11638 | IN SERVICE | SOL10005 | ROYAL SOUTH HANTS HOSPITAL | FANSHAWE WARD | MATTRESS PUMP | MERCURY ADVANCE | MA19070987 | DIRECT HEALTHCARE | PM | 1 | 45
11639 | IN SERVICE | SOL10006 | ROYAL SOUTH HANTS HOSPITAL | FANSHAWE WARD | MATTRESS PUMP | MERCURY ADVANCE | MA19070978 | DIRECT HEALTHCARE | PM | 1 | 45
11640 | IN SERVICE | SOL10007 | ROYAL SOUTH HANTS HOSPITAL | FANSHAWE WARD | MATTRESS PUMP | MERCURY ADVANCE | MA19070975 | DIRECT HEALTHCARE | PM | 1 | 45
11641 | IN SERVICE | SOL10008 | ROYAL SOUTH HANTS HOSPITAL | FANSHAWE WARD | MATTRESS PUMP | MERCURY ADVANCE | MA19070900 | DIRECT HEALTHCARE | PM | 1 | 45
11642 | IN SERVICE | SOL10009 | ROYAL SOUTH HANTS HOSPITAL | FANSHAWE WARD | MATTRESS PUMP | MERCURY ADVANCE | MA19070899 | DIRECT HEALTHCARE | PM | 1 | 45
11643 | IN SERVICE | SOL10010 | ROYAL SOUTH HANTS HOSPITAL | FANSHAWE WARD | MATTRESS PUMP | MERCURY ADVANCE | MA19070895 | DIRECT HEALTHCARE | PM | 1 | 45
11644 | IN SERVICE | SOL10011 | ROYAL SOUTH HANTS HOSPITAL | FANSHAWE WARD | MATTRESS PUMP | MERCURY ADVANCE | MA19070979 | DIRECT HEALTHCARE | PM | 1 | 45
11645 | IN SERVICE | SOL10012 | ROYAL SOUTH HANTS HOSPITAL | FANSHAWE WARD | MATTRESS PUMP | MERCURY ADVANCE | MA19070898 | DIRECT HEALTHCARE | PM | 1 | 45
11646 | IN SERVICE | SOL10013 | ROYAL SOUTH HANTS HOSPITAL | FANSHAWE WARD | MATTRESS PUMP | MERCURY ADVANCE | MA19070982 | DIRECT HEALTHCARE | PM | 1 | 45
11647 | IN SERVICE | SOL10014 | ROYAL SOUTH HANTS HOSPITAL | BRAMBLES WARD-LOWER BRAMBLES | MATTRESS PUMP | MERCURY ADVANCE | MA19070973 | DIRECT HEALTHCARE | PM | 1 | 45
11648 | IN SERVICE | SOL10015 | ROYAL SOUTH HANTS HOSPITAL | BRAMBLES WARD-LOWER BRAMBLES | MATTRESS PUMP | MERCURY ADVANCE | MA19070977 | DIRECT HEALTHCARE | PM | 1 | 45
11649 | IN SERVICE | SOL10016 | ROYAL SOUTH HANTS HOSPITAL | BRAMBLES WARD-LOWER BRAMBLES | MATTRESS PUMP | MERCURY ADVANCE | MA19070897 | DIRECT HEALTHCARE | PM | 1 | 45
11650 | IN SERVICE | SOL10017 | ROYAL SOUTH HANTS HOSPITAL | BRAMBLES WARD-LOWER BRAMBLES | MATTRESS PUMP | MERCURY ADVANCE | MA19040468 | DIRECT HEALTHCARE | PM | 1 | 45
11651 | IN SERVICE | SOL10018 | ROYAL SOUTH HANTS HOSPITAL | BRAMBLES WARD-LOWER BRAMBLES | MATTRESS PUMP | MERCURY ADVANCE | MA19070976 | DIRECT HEALTHCARE | PM | 1 | 45
11652 | IN SERVICE | SOL10019 | ROYAL SOUTH HANTS HOSPITAL | BRAMBLES WARD-LOWER BRAMBLES | MATTRESS PUMP | MERCURY ADVANCE | MA19070974 | DIRECT HEALTHCARE | PM | 1 | 45
11653 | IN SERVICE | SOL10020 | ROYAL SOUTH HANTS HOSPITAL | BRAMBLES WARD-LOWER BRAMBLES | MATTRESS PUMP | MERCURY ADVANCE | MA19070896 | DIRECT HEALTHCARE | PM | 1 | 45
11654 | IN SERVICE | SOL10021 | ROYAL SOUTH HANTS HOSPITAL | BRAMBLES WARD-LOWER BRAMBLES | MATTRESS PUMP | MERCURY ADVANCE | MA19070980 | DIRECT HEALTHCARE | PM | 1 | 45
11655 | IN SERVICE | SOL10022 | ROYAL SOUTH HANTS HOSPITAL | BRAMBLES WARD-LOWER BRAMBLES | MATTRESS PUMP | MERCURY ADVANCE | MA19070983 | DIRECT HEALTHCARE | PM | 1 | 45
11656 | IN SERVICE | SOL10023 | ROYAL SOUTH HANTS HOSPITAL | BRAMBLES WARD-LOWER BRAMBLES | MATTRESS PUMP | MERCURY ADVANCE | MA19070986 | DIRECT HEALTHCARE | PM | 1 | 45
11657 | IN SERVICE | SOL10024 | ROYAL SOUTH HANTS HOSPITAL | BRAMBLES WARD-LOWER BRAMBLES | MATTRESS PUMP | MERCURY ADVANCE | MA19070988 | DIRECT HEALTHCARE | PM | 1 | 45
11658 | IN SERVICE | SOL10025 | ROYAL SOUTH HANTS HOSPITAL | BRAMBLES WARD-LOWER BRAMBLES | MATTRESS PUMP | MERCURY ADVANCE | MA19070985 | DIRECT HEALTHCARE | PM | 1 | 45
11659 | IN SERVICE | SOL10026 | ROYAL SOUTH HANTS HOSPITAL | FANSHAWE WARD | MATTRESS PUMP | MERCURY ADVANCE | MA19040347 | DIRECT HEALTHCARE | PM | 1 | 45
11660 | IN SERVICE | SOL10027 | PORTSWOOD SOLENT SURGERY | GP SURGERY | BLOOD PRESSURE MONITOR | ANEROID | 19120538 | ACCOSON | PM | 1 | 8
11661 | IN SERVICE | SOL10028 | PORTSWOOD SOLENT SURGERY | GP SURGERY | DIAGNOSTIC SET | 777 SERIES | 408282 | WELCH ALLYN | PM | 1 | 5
11662 | IN SERVICE | SOL10029 | PORTSWOOD SOLENT SURGERY | GP SURGERY | DIAGNOSTIC SET | 777 SERIES | 10029 | WELCH ALLYN | PM | 1 | 5
11663 | IN SERVICE | SOL10030 | PORTSWOOD SOLENT SURGERY | GP SURGERY | DIAGNOSTIC SET | 777 SERIES | 10030 | WELCH ALLYN | PM | 1 | 5
11664 | IN SERVICE | SOL10031 | PORTSWOOD SOLENT SURGERY | GP SURGERY | DIAGNOSTIC SET | 777 SERIES | 10031 | WELCH ALLYN | PM | 1 | 5
11665 | IN SERVICE | SOL10032 | ST MARY'S COMMUNITY HEALTH CAMPUS | SPINNAKER WARD | PATIENT TRANSFER AID | ROTUNDA | 12982 | ENABLE AID | PM | 1 | 70
11666 | IN SERVICE | SOL10033 | ST MARY'S COMMUNITY HEALTH CAMPUS | SPINNAKER WARD | PATIENT TRANSFER AID | ROTUNDA | 12980 | ENABLE AID | PM | 1 | 70
11667 | IN SERVICE | SOL10034 | WESTERN COMMUNITY HOSPITAL | SNOWDON WARD-MAIN BLOCK | WHEELCHAIR | NONE | 10034 | DRIVE DEVILBISS | PM | 1 | 20
11668 | IN SERVICE | SOL10035 | WESTERN COMMUNITY HOSPITAL | SNOWDON WARD-MAIN BLOCK | WALKER-FOUR WHEELED | NONE | 140063261 | PERFORMANCE HEALTHCARE | PM | 1 | 25
11670 | IN SERVICE | SOL10037 | WESTERN COMMUNITY HOSPITAL | KITE UNIT | BED SENSOR | RG2 | 10037-1254 | RAMBLEGARD | PM | 1 | 10
11671 | IN SERVICE | SOL10038 | WESTERN COMMUNITY HOSPITAL | KITE UNIT | BED SENSOR | RG2 | 10037-1242 | RAMBLEGARD | PM | 1 | 10
11672 | IN SERVICE | SOL10039 | WESTERN COMMUNITY HOSPITAL | KITE UNIT | BED SENSOR | RG2 | 10037-1253 | RAMBLEGARD | PM | 1 | 10
11673 | IN SERVICE | SOL10040 | WESTERN COMMUNITY HOSPITAL | KITE UNIT | BED SENSOR | RG2 | 10040-1236 | RAMBLEGARD | PM | 1 | 10
11674 | IN SERVICE | SOL10041 | WESTERN COMMUNITY HOSPITAL | KITE UNIT | MONITOR-LCD | NONE | 10041 | RAMBLEGARD | PM | 1 | 20
11675 | IN SERVICE | SOL10042 | WESTERN COMMUNITY HOSPITAL | SNOWDON WARD-MAIN BLOCK | BED SENSOR | RG2 | 10042-1478 | RAMBLEGARD | PM | 1 | 10
11676 | IN SERVICE | SOL10043 | WESTERN COMMUNITY HOSPITAL | SNOWDON WARD-MAIN BLOCK | BED SENSOR | RG2 | 10043-1503 | RAMBLEGARD | PM | 1 | 10
11677 | IN SERVICE | SOL10044 | WESTERN COMMUNITY HOSPITAL | SNOWDON WARD-MAIN BLOCK | BED SENSOR | RG2 | 10044-1515 | RAMBLEGARD | PM | 1 | 10
11678 | IN SERVICE | SOL10045 | WESTERN COMMUNITY HOSPITAL | SNOWDON WARD-MAIN BLOCK | BED SENSOR | RG2 | 10045-1492 | RAMBLEGARD | PM | 1 | 10
11679 | IN SERVICE | SOL10046 | WESTERN COMMUNITY HOSPITAL | SNOWDON WARD-MAIN BLOCK | MONITOR-LCD | NONE | 10046 | RAMBLEGARD | PM | 1 | 20
11680 | IN SERVICE | SOL10047 | WESTERN COMMUNITY HOSPITAL | SNOWDON WARD-MAIN BLOCK | MONITOR-LCD | NONE | 10047 | RAMBLEGARD | PM | 1 | 20
11681 | IN SERVICE | SOL10048 | CIVIC OFFICES PORTSMOUTH | HEALTH VISITING AND SCHOOL NURSING-LEVEL 2 CORE 1 | AUDIOMETER | 116 | 28930 | AMPLIVOX LTD | OEM-AIH | 1 | 146
11682 | IN SERVICE | SOL10049 | CIVIC OFFICES PORTSMOUTH | HEALTH VISITING AND SCHOOL NURSING-LEVEL 2 CORE 1 | AUDIOMETER | 116 | 28933 | AMPLIVOX LTD | OEM-AIH | 1 | 146
11683 | IN SERVICE | SOL10050 | CIVIC OFFICES PORTSMOUTH | HEALTH VISITING AND SCHOOL NURSING-LEVEL 2 CORE 1 | AUDIOMETER | 116 | 28928 | AMPLIVOX LTD | OEM-AIH | 1 | 146
11684 | IN SERVICE | SOL10051 | CIVIC OFFICES PORTSMOUTH | HEALTH VISITING AND SCHOOL NURSING-LEVEL 2 CORE 1 | PUMP-BREAST | CALYPSO | 18614177 | ARDO MEDICAL LIMITED | PM | 1 | 55
11685 | IN SERVICE | SOL10052 | ST MARY'S COMMUNITY HEALTH CAMPUS | COMMUNITY NURSING TEAM | THERMOMETER | ET-100A | 10052 | SCIAN | PM | 1 | 15
11686 | IN SERVICE | SOL10053 | ST MARY'S COMMUNITY HEALTH CAMPUS | COMMUNITY NURSING TEAM | THERMOMETER | ET-100A | 10053 | SCIAN | PM | 1 | 15
11687 | IN SERVICE | SOL10054 | ST MARY'S COMMUNITY HEALTH CAMPUS | COMMUNITY NURSING TEAM | THERMOMETER | ET-100A | 10054 | SCIAN | PM | 1 | 15
11688 | IN SERVICE | SOL10055 | ST MARY'S COMMUNITY HEALTH CAMPUS | COMMUNITY NURSING TEAM | THERMOMETER | ET-100A | 10055 | SCIAN | PM | 1 | 15
11689 | IN SERVICE | SOL10056 | ST MARY'S COMMUNITY HEALTH CAMPUS | COMMUNITY NURSING TEAM | PULSE OXIMETER-FINGER | MD300C2 | 191944200053 | BEIJING CHOICE ELECTRONICS | PM | 1 | 15
11690 | IN SERVICE | SOL10057 | ST MARY'S COMMUNITY HEALTH CAMPUS | COMMUNITY NURSING TEAM | PULSE OXIMETER-FINGER | MD300C2 | 191944200051 | BEIJING CHOICE ELECTRONICS | PM | 1 | 15
11691 | IN SERVICE | SOL10058 | ST MARY'S COMMUNITY HEALTH CAMPUS | COMMUNITY NURSING TEAM | PULSE OXIMETER-FINGER | MD300C2 | 191944200054 | BEIJING CHOICE ELECTRONICS | PM | 1 | 15
11692 | IN SERVICE | SOL10059 | ST MARY'S COMMUNITY HEALTH CAMPUS | COMMUNITY NURSING TEAM | PULSE OXIMETER-FINGER | MD300C2 | 191944200052 | BEIJING CHOICE ELECTRONICS | PM | 1 | 15
11693 | IN SERVICE | SOL10060 | ST MARY'S COMMUNITY HEALTH CAMPUS | COMMUNITY NURSING TEAM | PULSE OXIMETER-FINGER | MD300C2 | 191944200059 | BEIJING CHOICE ELECTRONICS | PM | 1 | 15
11694 | IN SERVICE | SOL10061 | ST MARY'S COMMUNITY HEALTH CAMPUS | COMMUNITY NURSING TEAM | PULSE OXIMETER-FINGER | MD300C2 | 191944200060 | BEIJING CHOICE ELECTRONICS | PM | 1 | 15
11695 | IN SERVICE | SOL10062 | ST MARY'S COMMUNITY HEALTH CAMPUS | COMMUNITY NURSING TEAM | PULSE OXIMETER-FINGER | MD300C2 | 191944200055 | BEIJING CHOICE ELECTRONICS | PM | 1 | 15
11696 | IN SERVICE | SOL10063 | ST MARY'S COMMUNITY HEALTH CAMPUS | COMMUNITY NURSING TEAM | PULSE OXIMETER-FINGER | MD300C2 | 191944200057 | BEIJING CHOICE ELECTRONICS | PM | 1 | 15
11697 | IN SERVICE | SOL10064 | ST MARY'S COMMUNITY HEALTH CAMPUS | COMMUNITY NURSING TEAM | PULSE OXIMETER-FINGER | MD300C2 | 191944200058 | BEIJING CHOICE ELECTRONICS | PM | 1 | 15
11698 | IN SERVICE | SOL10065 | ST MARY'S COMMUNITY HEALTH CAMPUS | COMMUNITY NURSING TEAM | PULSE OXIMETER-FINGER | MD300C2 | 191944200056 | BEIJING CHOICE ELECTRONICS | PM | 1 | 15
11699 | IN SERVICE | SOL10066 | ADELAIDE HEALTH CENTRE | PODIATRY-PODIATRY CLINIC | DRILL-PODIATRY | PODOLOG ONE | 42566S | HELMUT RUCK GMBH | PM | 1 | 45
11700 | IN SERVICE | SOL10067 | BITTERNE HEALTH CENTRE | COMMUNITY NURSING TEAM | PULSE OXIMETER-FINGER | 9006368 | 182615900278 | HENRY SCHEIN | PM | 1 | 15
11701 | IN SERVICE | SOL10068 | ROYAL SOUTH HANTS HOSPITAL | COMMUNITY NURSING TEAM | PULSE OXIMETER-FINGER | 9006368 | 152319901115 | HENRY SCHEIN | PM | 1 | 15
11702 | IN SERVICE | SOL10069 | BITTERNE HEALTH CENTRE | COMMUNITY NURSING TEAM | THERMOMETER | THERMOSCAN IRT 6020 | 22916K31091 | BRAUN | PM | 1 | 15
11703 | IN SERVICE | SOL10070 | BITTERNE HEALTH CENTRE | COMMUNITY NURSING TEAM | PULSE OXIMETER-FINGER | 9006368 | 180315900438 | HENRY SCHEIN | PM | 1 | 15
11704 | IN SERVICE | SOL10071 | BITTERNE HEALTH CENTRE | COMMUNITY NURSING TEAM | THERMOMETER | THERMOSCAN IRT 6020 | 18318K42674 | BRAUN | PM | 1 | 15
11705 | IN SERVICE | SOL10072 | BITTERNE HEALTH CENTRE | COMMUNITY NURSING TEAM | PULSE OXIMETER-FINGER | 9006368 | 180315900791 | HENRY SCHEIN | PM | 1 | 15
11706 | IN SERVICE | SOL10073 | BITTERNE HEALTH CENTRE | COMMUNITY NURSING TEAM | THERMOMETER | THERMOSCAN IRT 6020 | 12615K34300 | BRAUN | PM | 1 | 15
11707 | IN SERVICE | SOL10074 | BITTERNE HEALTH CENTRE | COMMUNITY NURSING TEAM | THERMOMETER | THERMOSCAN IRT 6020 | 23415K35074 | BRAUN | PM | 1 | 15
11708 | IN SERVICE | SOL10075 | BITTERNE HEALTH CENTRE | COMMUNITY NURSING TEAM | PULSE OXIMETER-FINGER | 9006368 | 182615900428 | HENRY SCHEIN | PM | 1 | 15
11709 | IN SERVICE | SOL10076 | BITTERNE HEALTH CENTRE | COMMUNITY NURSING TEAM | GLUCOMETER | SD CODE FREE | M03I02RAA2143 | SD BIOSENSOR | ASSET ONLY | 1 | NOT TO BE PRICED
11710 | IN SERVICE | SOL10077 | BITTERNE HEALTH CENTRE | COMMUNITY NURSING TEAM | THERMOMETER | THERMOSCAN IRT 6020 | 18418K30278 | BRAUN | PM | 1 | 15
11711 | IN SERVICE | SOL10078 | BITTERNE HEALTH CENTRE | COMMUNITY NURSING TEAM | THERMOMETER | THERMOSCAN IRT 6020 | 34518K35256 | BRAUN | PM | 1 | 15
11712 | IN SERVICE | SOL10079 | BITTERNE HEALTH CENTRE | COMMUNITY NURSING TEAM | PULSE OXIMETER-FINGER | 9006368 | 182615900407 | HENRY SCHEIN | PM | 1 | 15
11713 | IN SERVICE | SOL10080 | BITTERNE HEALTH CENTRE | COMMUNITY NURSING TEAM | THERMOMETER | THERMOSCAN IRT 6020 | 25714K41215 | BRAUN | PM | 1 | 15
11714 | IN SERVICE | SOL10081 | ADELAIDE HEALTH CENTRE | SITE SERVICES-CORRIDOR | ASPIRATOR | LSU | 78501979082 | LAERDAL MEDICAL | PM | 1 | 25
11715 | IN SERVICE | SOL10082 | ADELAIDE HEALTH CENTRE | SITE SERVICES-CORRIDOR | ASPIRATOR | LSU | 78501979122 | LAERDAL MEDICAL | PM | 1 | 25
11716 | IN SERVICE | SOL10083 | ADELAIDE HEALTH CENTRE | SITE SERVICES-CORRIDOR | WHEELCHAIR | LYNX 4 | 78092080932 | CARE CO | PM | 1 | 20
11717 | IN SERVICE | SOL10084 | ADELAIDE HEALTH CENTRE | SITE SERVICES-CORRIDOR | WHEELCHAIR | LYNX 4 | 78501979072 | CARE CO | PM | 1 | 20
11718 | IN SERVICE | SOL10085 | ADELAIDE HEALTH CENTRE | SITE SERVICES-CORRIDOR | WHEELCHAIR | LYNX 4 | 78501979074 | CARE CO | PM | 1 | 20
11719 | IN SERVICE | SOL10086 | ADELAIDE HEALTH CENTRE | SITE SERVICES-CORRIDOR | WHEELCHAIR | LYNX 4 | 78112081460 | CARE CO | PM | 1 | 20
11720 | IN SERVICE | SOL10087 | ADELAIDE HEALTH CENTRE | SITE SERVICES-CORRIDOR | WHEELCHAIR | LYNX 4 | 78092080924 | CARE CO | PM | 1 | 20
11721 | IN SERVICE | SOL10088 | ADELAIDE HEALTH CENTRE | SITE SERVICES-CORRIDOR | WHEELCHAIR | LYNX 4 | 78092080917 | CARE CO | PM | 1 | 20
11722 | IN SERVICE | SOL10089 | ADELAIDE HEALTH CENTRE | SITE SERVICES-CORRIDOR | WHEELCHAIR | LYNX 4 | 78092080930 | CARE CO | PM | 1 | 20
11723 | IN SERVICE | SOL10090 | ADELAIDE HEALTH CENTRE | SITE SERVICES-CORRIDOR | WHEELCHAIR | LYNX 4 | 78112081466 | CARE CO | PM | 1 | 20
11724 | IN SERVICE | SOL10091 | ADELAIDE HEALTH CENTRE | SITE SERVICES-CORRIDOR | WHEELCHAIR | LYNX 4 | 78401976820 | CARE CO | PM | 1 | 20
11725 | IN SERVICE | SOL10092 | ADELAIDE HEALTH CENTRE | SITE SERVICES-CORRIDOR | WHEELCHAIR | LYNX 4 | 78082080828 | CARE CO | PM | 1 | 20
11726 | IN SERVICE | SOL10093 | ADELAIDE HEALTH CENTRE | SITE SERVICES-CORRIDOR | WHEELCHAIR | LYNX 4 | 78092080928 | CARE CO | PM | 1 | 20
11727 | IN SERVICE | SOL10094 | ADELAIDE HEALTH CENTRE | SITE SERVICES-CORRIDOR | WHEELCHAIR | LYNX 4 | 78501979075 | CARE CO | PM | 1 | 20
11728 | IN SERVICE | SOL10095 | ADELAIDE HEALTH CENTRE | SITE SERVICES-CORRIDOR | WHEELCHAIR | LYNX 4 | 78092080923 | CARE CO | PM | 1 | 20
11729 | IN SERVICE | SOL10096 | ADELAIDE HEALTH CENTRE | SITE SERVICES-CORRIDOR | WHEELCHAIR | LYNX 4 | 78501979070 | CARE CO | PM | 1 | 20
11730 | IN SERVICE | SOL10097 | ADELAIDE HEALTH CENTRE | SITE SERVICES-CORRIDOR | WHEELCHAIR | LYNX 4 | 78082080793 | CARE CO | PM | 1 | 20
11731 | IN SERVICE | SOL10098 | ADELAIDE HEALTH CENTRE | SITE SERVICES-CORRIDOR | ASPIRATOR | LSU | 78092080916 | LAERDAL MEDICAL | PM | 1 | 25
11732 | IN SERVICE | SOL10099 | ADELAIDE HEALTH CENTRE | SITE SERVICES-CORRIDOR | ASPIRATOR | LSU | 78092080919 | LAERDAL MEDICAL | PM | 1 | 25
11733 | IN SERVICE | SOL10100 | ADELAIDE HEALTH CENTRE | SITE SERVICES-CORRIDOR | ASPIRATOR | LSU | 78092080931 | LAERDAL MEDICAL | PM | 1 | 25
11734 | IN SERVICE | SOL10101 | ADELAIDE HEALTH CENTRE | SITE SERVICES-CORRIDOR | ASPIRATOR | LSU | 78092080933 | LAERDAL MEDICAL | PM | 1 | 25
11735 | IN SERVICE | SOL10102 | ADELAIDE HEALTH CENTRE | SITE SERVICES-CORRIDOR | ASPIRATOR | LSU | 78401976808 | LAERDAL MEDICAL | PM | 1 | 25
11736 | IN SERVICE | SOL10103 | ADELAIDE HEALTH CENTRE | SITE SERVICES-CORRIDOR | ASPIRATOR | LSU | 78082080794 | LAERDAL MEDICAL | PM | 1 | 25
11737 | IN SERVICE | SOL10104 | ADELAIDE HEALTH CENTRE | SITE SERVICES-CORRIDOR | ASPIRATOR | LSU | 78092080921 | LAERDAL MEDICAL | PM | 1 | 25
11738 | IN SERVICE | SOL10105 | ADELAIDE HEALTH CENTRE | SITE SERVICES-CORRIDOR | ASPIRATOR | LSU | 78092080929 | LAERDAL MEDICAL | PM | 1 | 25
11739 | IN SERVICE | SOL10106 | ADELAIDE HEALTH CENTRE | SITE SERVICES-CORRIDOR | ASPIRATOR | LSU | 78401976935 | LAERDAL MEDICAL | PM | 1 | 25
11740 | IN SERVICE | SOL10107 | ADELAIDE HEALTH CENTRE | SITE SERVICES-CORRIDOR | ASPIRATOR | LSU | 78092080926 | LAERDAL MEDICAL | PM | 1 | 25
11741 | IN SERVICE | SOL10108 | ADELAIDE HEALTH CENTRE | SITE SERVICES-CORRIDOR | ASPIRATOR | LSU | 78092080918 | LAERDAL MEDICAL | PM | 1 | 25
11742 | IN SERVICE | SOL10109 | ADELAIDE HEALTH CENTRE | SITE SERVICES-CORRIDOR | ASPIRATOR | LSU | 78092080920 | LAERDAL MEDICAL | PM | 1 | 25
11743 | IN SERVICE | SOL10110 | ADELAIDE HEALTH CENTRE | SITE SERVICES-CORRIDOR | ASPIRATOR | LSU | 78501979124 | LAERDAL MEDICAL | PM | 1 | 25
11744 | IN SERVICE | SOL10111 | ADELAIDE HEALTH CENTRE | SITE SERVICES-CORRIDOR | COMMODE | NONE | 10111 | NRS HEALTHCARE | INSPECTION ONLY | 1 | 15
11745 | IN SERVICE | SOL10112 | ADELAIDE HEALTH CENTRE | SITE SERVICES-CORRIDOR | COMMODE | NONE | 10112 | NRS HEALTHCARE | INSPECTION ONLY | 1 | 15
11746 | IN SERVICE | SOL10113 | ADELAIDE HEALTH CENTRE | SITE SERVICES-CORRIDOR | COMMODE | NONE | 10113 | NRS HEALTHCARE | INSPECTION ONLY | 1 | 15
11747 | IN SERVICE | SOL10114 | ADELAIDE HEALTH CENTRE | SITE SERVICES-CORRIDOR | COMMODE | NONE | 10114 | NRS HEALTHCARE | INSPECTION ONLY | 1 | 15
11748 | IN SERVICE | SOL10115 | ADELAIDE HEALTH CENTRE | SITE SERVICES-CORRIDOR | COMMODE | NONE | SOL10115 | NRS HEALTHCARE | INSPECTION ONLY | 1 | 15
11749 | IN SERVICE | SOL10116 | ADELAIDE HEALTH CENTRE | SITE SERVICES-CORRIDOR | COMMODE | NONE | SOL10116 | NRS HEALTHCARE | INSPECTION ONLY | 1 | 15
11750 | IN SERVICE | SOL10117 | ADELAIDE HEALTH CENTRE | SITE SERVICES-CORRIDOR | COMMODE | NONE | SOL10117 | NRS HEALTHCARE | INSPECTION ONLY | 1 | 15
11751 | IN SERVICE | SOL10118 | ADELAIDE HEALTH CENTRE | SITE SERVICES-CORRIDOR | COMMODE | NONE | SOL10118 | NRS HEALTHCARE | INSPECTION ONLY | 1 | 15
11752 | IN SERVICE | SOL10119 | ADELAIDE HEALTH CENTRE | SITE SERVICES-CORRIDOR | COMMODE | NONE | 10119 | NRS HEALTHCARE | INSPECTION ONLY | 1 | 15
11753 | IN SERVICE | SOL10120 | ADELAIDE HEALTH CENTRE | SITE SERVICES-CORRIDOR | COMMODE | NONE | 10120 | NRS HEALTHCARE | INSPECTION ONLY | 1 | 15
11754 | IN SERVICE | SOL10121 | ADELAIDE HEALTH CENTRE | SITE SERVICES-CORRIDOR | WHEELCHAIR | CA2000 | 119060030 | TAFTMED | PM | 1 | 20
11755 | IN SERVICE | SOL10122 | ADELAIDE HEALTH CENTRE | SITE SERVICES-CORRIDOR | WHEELCHAIR | CA2000 | 119060016 | TAFTMED | PM | 1 | 20
11756 | IN SERVICE | SOL10123 | ST MARY'S COMMUNITY HEALTH CAMPUS | SPINNAKER WARD | WHEELCHAIR | CA2000 | 119060021 | TAFTMED | PM | 1 | 20
11758 | IN SERVICE | SOL10125 | ADELAIDE HEALTH CENTRE | SITE SERVICES-CORRIDOR | BED-BARIATRIC | AVANTGUARD 1200 | HRP000657971 | HILLROM | LOAN | 1 | NOT TO BE PRICED
11761 | IN SERVICE | SOL10128 | ADELAIDE HEALTH CENTRE | SITE SERVICES-CORRIDOR | DOPPLER | BT-200 | CBKC0041 | BISTOS | PM | 1 | 30
11762 | IN SERVICE | SOL10129 | ADELAIDE HEALTH CENTRE | SITE SERVICES-CORRIDOR | DOPPLER | BT-200 | CBKC0042 | BISTOS | PM | 1 | 30
11763 | IN SERVICE | SOL10130 | ADELAIDE HEALTH CENTRE | SITE SERVICES-CORRIDOR | DOPPLER | BT-200 | CBKC0043 | BISTOS | PM | 1 | 30
11764 | IN SERVICE | SOL10131 | ADELAIDE HEALTH CENTRE | SITE SERVICES-CORRIDOR | DOPPLER | BT-200 | CBKC0044 | BISTOS | PM | 1 | 30
11765 | IN SERVICE | SOL10132 | ADELAIDE HEALTH CENTRE | SITE SERVICES-CORRIDOR | DOPPLER | BT-200 | CBKC0045 | BISTOS | PM | 1 | 30
11766 | IN SERVICE | SOL10133 | ADELAIDE HEALTH CENTRE | SITE SERVICES-CORRIDOR | DOPPLER | BT-200 | CBKC0046 | BISTOS | PM | 1 | 30
11767 | IN SERVICE | SOL10134 | ADELAIDE HEALTH CENTRE | SITE SERVICES-CORRIDOR | DOPPLER | BT-200 | CBKC0047 | BISTOS | PM | 1 | 30
11768 | IN SERVICE | SOL10135 | ADELAIDE HEALTH CENTRE | SITE SERVICES-CORRIDOR | DOPPLER | BT-200 | CBKC0048 | BISTOS | PM | 1 | 30
11769 | IN SERVICE | SOL10136 | ADELAIDE HEALTH CENTRE | SITE SERVICES-CORRIDOR | DOPPLER | BT-200 | CBKC0049 | BISTOS | PM | 1 | 30
11770 | IN SERVICE | SOL10137 | ADELAIDE HEALTH CENTRE | SITE SERVICES-CORRIDOR | DOPPLER | BT-200 | CBKC0050 | BISTOS | PM | 1 | 30
11771 | IN SERVICE | SOL10138 | ADELAIDE HEALTH CENTRE | SITE SERVICES-CORRIDOR | GLUCOMETER | SD CODE FREE | M03J03AE3303 | SD BIOSENSOR | ASSET ONLY | 1 | NOT TO BE PRICED
11772 | IN SERVICE | SOL10139 | ADELAIDE HEALTH CENTRE | SITE SERVICES-CORRIDOR | GLUCOMETER | SD CODE FREE | M03TE03AA6959 | SD BIOSENSOR | ASSET ONLY | 1 | NOT TO BE PRICED
11773 | IN SERVICE | SOL10140 | ADELAIDE HEALTH CENTRE | SITE SERVICES-CORRIDOR | GLUCOMETER | SD CODE FREE | M03TE02AF6176 | SD BIOSENSOR | ASSET ONLY | 1 | NOT TO BE PRICED
11774 | IN SERVICE | SOL10141 | ADELAIDE HEALTH CENTRE | SITE SERVICES-CORRIDOR | GLUCOMETER | SD CODE FREE | M03TE03AA6955 | SD BIOSENSOR | ASSET ONLY | 1 | NOT TO BE PRICED
11775 | IN SERVICE | SOL10142 | ADELAIDE HEALTH CENTRE | SITE SERVICES-CORRIDOR | GLUCOMETER | SD CODE FREE | M03TE03AA6962 | SD BIOSENSOR | ASSET ONLY | 1 | NOT TO BE PRICED
11776 | IN SERVICE | SOL10143 | ADELAIDE HEALTH CENTRE | SITE SERVICES-CORRIDOR | GLUCOMETER | SD CODE FREE | M03TE03AA6961 | SD BIOSENSOR | ASSET ONLY | 1 | NOT TO BE PRICED
11777 | IN SERVICE | SOL10144 | ADELAIDE HEALTH CENTRE | SITE SERVICES-CORRIDOR | GLUCOMETER | SD CODE FREE | M03TE03AA6953 | SD BIOSENSOR | ASSET ONLY | 1 | NOT TO BE PRICED
11778 | IN SERVICE | SOL10145 | ADELAIDE HEALTH CENTRE | SITE SERVICES-CORRIDOR | GLUCOMETER | SD CODE FREE | M03TE03AA6966 | SD BIOSENSOR | ASSET ONLY | 1 | NOT TO BE PRICED
11779 | IN SERVICE | SOL10146 | ADELAIDE HEALTH CENTRE | SITE SERVICES-CORRIDOR | BLADDER SCANNER | BIOCON 700 | 2210N30012 | DE SMIT MEDICAL | OEM-AIH | 1 | 650
11780 | IN SERVICE | SOL10147 | ADELAIDE HEALTH CENTRE | SITE SERVICES-CORRIDOR | BLADDER SCANNER | BIOCON 700 | 2210N30011 | DE SMIT MEDICAL | OEM-AIH | 1 | 650
11781 | IN SERVICE | SOL10148 | ADELAIDE HEALTH CENTRE | SITE SERVICES-CORRIDOR | LIGHT-EXAMINATION | U1-111-014 | 10148 | LUXAMED | PM | 1 | 10
11782 | IN SERVICE | SOL10149 | ADELAIDE HEALTH CENTRE | SITE SERVICES-CORRIDOR | LIGHT-EXAMINATION | U1-111-014 | 10149 | LUXAMED | PM | 1 | 10
11783 | IN SERVICE | SOL10150 | ADELAIDE HEALTH CENTRE | SITE SERVICES-CORRIDOR | LIGHT-EXAMINATION | U1-111-014 | 10150 | LUXAMED | PM | 1 | 10
11784 | IN SERVICE | SOL10151 | ADELAIDE HEALTH CENTRE | SITE SERVICES-CORRIDOR | LIGHT-EXAMINATION | U1-111-014 | 10151 | LUXAMED | PM | 1 | 10
11785 | IN SERVICE | SOL10152 | ADELAIDE HEALTH CENTRE | SITE SERVICES-CORRIDOR | LIGHT-EXAMINATION | U1-111-014 | SOL10152 | LUXAMED | PM | 1 | 10
11786 | IN SERVICE | SOL10153 | ADELAIDE HEALTH CENTRE | SITE SERVICES-CORRIDOR | LIGHT-EXAMINATION | U1-111-014 | 10153 | LUXAMED | PM | 1 | 10
11787 | IN SERVICE | SOL10154 | ADELAIDE HEALTH CENTRE | SITE SERVICES-CORRIDOR | LIGHT-EXAMINATION | U1-111-014 | 10154 | LUXAMED | PM | 1 | 10
11788 | IN SERVICE | SOL10155 | SEMBAL HOUSE | RAPID RESPONSE TEAM-OFFICE | GLUCOMETER | GLUCO RX NEXUS | 4277119100123897 | TAIDOC TECHNOLOGY | ASSET ONLY | 1 | NOT TO BE PRICED
11789 | IN SERVICE | SOL10156 | SEMBAL HOUSE | RAPID RESPONSE TEAM-OFFICE | GLUCOMETER | GLUCO RX NEXUS | 4277119100123886 | TAIDOC TECHNOLOGY | ASSET ONLY | 1 | NOT TO BE PRICED
11790 | IN SERVICE | SOL10157 | SEMBAL HOUSE | RAPID RESPONSE TEAM-OFFICE | GLUCOMETER | GLUCO RX NEXUS | 4277119100123864 | TAIDOC TECHNOLOGY | ASSET ONLY | 1 | NOT TO BE PRICED
11791 | IN SERVICE | SOL10158 | SEMBAL HOUSE | RAPID RESPONSE TEAM-OFFICE | GLUCOMETER | GLUCO RX NEXUS | 427711910012390F | TAIDOC TECHNOLOGY | ASSET ONLY | 1 | NOT TO BE PRICED
11792 | IN SERVICE | SOL10159 | SEMBAL HOUSE | RAPID RESPONSE TEAM-OFFICE | THERMOMETER | ACT8000 | 11890244 | ZEAL | PM | 1 | 15
11794 | IN SERVICE | SOL10161 | SEMBAL HOUSE | RAPID RESPONSE TEAM-OFFICE | THERMOMETER | ACT8000 | 11890249 | ZEAL | PM | 1 | 15
11795 | IN SERVICE | SOL10162 | SEMBAL HOUSE | RAPID RESPONSE TEAM-OFFICE | THERMOMETER | ACT8000 | 11890245 | ZEAL | PM | 1 | 15
11796 | IN SERVICE | SOL10163 | SEMBAL HOUSE | RAPID RESPONSE TEAM-OFFICE | PULSE OXIMETER-FINGER | MD300C19 | 190809102601 | BEIJING CHOICE ELECTRONICS | PM | 1 | 15
11797 | IN SERVICE | SOL10164 | SEMBAL HOUSE | RAPID RESPONSE TEAM-OFFICE | PULSE OXIMETER-FINGER | MD300C19 | 190809102662 | BEIJING CHOICE ELECTRONICS | PM | 1 | 15
11798 | IN SERVICE | SOL10165 | SEMBAL HOUSE | RAPID RESPONSE TEAM-OFFICE | PULSE OXIMETER-FINGER | MD300C19 | 190809102661 | BEIJING CHOICE ELECTRONICS | PM | 1 | 15
11799 | IN SERVICE | SOL10166 | SEMBAL HOUSE | RAPID RESPONSE TEAM-OFFICE | SPHYGMOMANOMETER | SHOCK RESISTANT | 110908121041 | WELCH ALLYN | PM | 1 | 8
11800 | IN SERVICE | SOL10167 | SEMBAL HOUSE | RAPID RESPONSE TEAM-OFFICE | GLUCOMETER | GLUCO RX NEXUS | 4277113190035814 | TAIDOC TECHNOLOGY | ASSET ONLY | 1 | NOT TO BE PRICED
11801 | IN SERVICE | SOL10168 | SEMBAL HOUSE | RAPID RESPONSE TEAM-OFFICE | SPHYGMOMANOMETER | SHOCK RESISTANT | 130430074634 | WELCH ALLYN | PM | 1 | 8
11802 | IN SERVICE | SOL10169 | BITTERNE HEALTH CENTRE | EAST COMMUNITY INDEPENDENCE TEAM-WESTWOOD HOUSE | BLOOD PRESSURE MONITOR | UA-767 | 51001061540 | A&D INSTRUMENTS | PM | 1 | 8
11803 | IN SERVICE | SOL10170 | BITTERNE HEALTH CENTRE | EAST COMMUNITY INDEPENDENCE TEAM-WESTWOOD HOUSE | BLOOD PRESSURE MONITOR | UA-767S-W | 5191000431 | A&D INSTRUMENTS | PM | 1 | 8
11804 | IN SERVICE | SOL10171 | BITTERNE HEALTH CENTRE | EAST COMMUNITY INDEPENDENCE TEAM-WESTWOOD HOUSE | BLOOD PRESSURE MONITOR | UA-767S-W | 5190803705 | A&D INSTRUMENTS | PM | 1 | 8
11805 | IN SERVICE | SOL10172 | BITTERNE HEALTH CENTRE | EAST COMMUNITY INDEPENDENCE TEAM-WESTWOOD HOUSE | PULSE OXIMETER-FINGER | 9006368 | 191615900402 | HENRY SCHEIN | PM | 1 | 15
11806 | IN SERVICE | SOL10173 | BITTERNE HEALTH CENTRE | EAST COMMUNITY INDEPENDENCE TEAM-WESTWOOD HOUSE | PULSE OXIMETER-FINGER | 9006368 | 191615900399 | HENRY SCHEIN | PM | 1 | 15
11807 | IN SERVICE | SOL10174 | BITTERNE HEALTH CENTRE | EAST COMMUNITY INDEPENDENCE TEAM-WESTWOOD HOUSE | BLOOD PRESSURE MONITOR | DS5401-300 | 190531110108 | WELCH ALLYN | PM | 1 | 8
11808 | IN SERVICE | SOL10175 | BITTERNE HEALTH CENTRE | EAST COMMUNITY INDEPENDENCE TEAM-WESTWOOD HOUSE | BLOOD PRESSURE MONITOR | DS5401-300 | 190531111838 | WELCH ALLYN | PM | 1 | 8
11809 | IN SERVICE | SOL10176 | BITTERNE HEALTH CENTRE | EAST COMMUNITY INDEPENDENCE TEAM-WESTWOOD HOUSE | THERMOMETER | THERMOSCAN IRT 6020 | 34618K32691 | BRAUN | PM | 1 | 15
11810 | IN SERVICE | SOL10177 | BITTERNE HEALTH CENTRE | EAST COMMUNITY INDEPENDENCE TEAM-WESTWOOD HOUSE | THERMOMETER | THERMOSCAN IRT 6020 | 34518K44641 | BRAUN | PM | 1 | 15
11811 | IN SERVICE | SOL10178 | BITTERNE HEALTH CENTRE | EAST COMMUNITY INDEPENDENCE TEAM-WESTWOOD HOUSE | BLOOD PRESSURE MONITOR | ANEROID | 120110407 | ACCOSON | PM | 1 | 8
11813 | IN SERVICE | SOL10180 | BATTENBURG AVENUE CLINIC | CHILDREN COMMUNITY NURSING-CHILD NURSING | PULSE OXIMETER-HANDHELD | N560 | 011106110426 | NELLCOR | PM | 1 | 55
11814 | IN SERVICE | SOL10181 | BATTENBURG AVENUE CLINIC | CHILDREN COMMUNITY NURSING-CHILD NURSING | PULSE OXIMETER-HANDHELD | N560 | PA108-01 | NELLCOR | PM | 1 | 55
11815 | IN SERVICE | SOL10182 | ADELAIDE HEALTH CENTRE | SITE SERVICES-CORRIDOR | HOIST | MINSTREL | P0548812 | ARJO HUNTLEIGH | LOAN | 1 | NOT TO BE PRICED
11817 | IN SERVICE | SOL10184 | ADELAIDE HEALTH CENTRE | SITE SERVICES-CORRIDOR | HOIST | MINSTREL | P0555331 | ARJO HUNTLEIGH | LOAN | 1 | NOT TO BE PRICED
11818 | IN SERVICE | SOL10185 | ADELAIDE HEALTH CENTRE | SITE SERVICES-CORRIDOR | HOIST | LIFTY 4 | 15000198 | HMS-VILGO | LOAN | 1 | NOT TO BE PRICED
11819 | IN SERVICE | SOL10186 | UNIT 6,SWAN CENTRE | SEXUAL HEALTH | BLOOD PRESSURE MONITOR | UA-704 | 5120102902 | A&D INSTRUMENTS | PM | 1 | 8
11820 | IN SERVICE | SOL10187 | UNIT 6,SWAN CENTRE | SEXUAL HEALTH | BLOOD PRESSURE MONITOR | BP3AC1-1 | 30900440 | MICROLIFE HEALTH | PM | 1 | 8
11821 | IN SERVICE | SOL10188 | FOREST PARK PRIMARY SCHOOL | SCHOOL NURSES-CLINIC ROOM | ASPIRATOR | LSU | 78132082266 | LAERDAL MEDICAL | PM | 1 | 25
11822 | IN SERVICE | SOL10189 | ST FRANCIS SCHOOL | CHILDREN COMMUNITY NURSING TEAM-LEVEL 2 | ASPIRATOR | LSU | 78132082285 | LAERDAL MEDICAL | PM | 1 | 25
11823 | IN SERVICE | SOL10190 | FOREST PARK SECONDARY SCHOOL | SCHOOL NURSES-CLINIC ROOM | ASPIRATOR | LSU | 78132082277 | LAERDAL MEDICAL | PM | 1 | 25
11824 | IN SERVICE | SOL10191 | ADELAIDE HEALTH CENTRE | CHILDREN COMMUNITY NURSING TEAM-LEVEL 2 | ASPIRATOR | LSU | 78132082282 | LAERDAL MEDICAL | PM | 1 | 25
11825 | IN SERVICE | SOL10192 | HENRY TYNDALE SCHOOL | SCHOOL NURSES-CLINIC ROOM | ASPIRATOR | LSU | 78132082281 | LAERDAL MEDICAL | PM | 1 | 25
11826 | IN SERVICE | SOL10193 | ST MARY'S COMMUNITY HEALTH CAMPUS | SEXUAL HEALTH | MEDICAL FRIDGE | RLDF0119 | 19800899_3002199 | LABCOLD | PM | 1 | NOT TO BE PRICED
11827 | IN SERVICE | SOL10194 | BITTERNE HEALTH CENTRE | COMMUNITY NURSING TEAM | GLUCOMETER | SD CODE FREE | M03TF07BAA0170 | SD BIOSENSOR | ASSET ONLY | 1 | NOT TO BE PRICED
11828 | IN SERVICE | SOL10195 | BITTERNE HEALTH CENTRE | COMMUNITY NURSING TEAM | GLUCOMETER | SD CODE FREE | M03TF07BAA0167 | SD BIOSENSOR | ASSET ONLY | 1 | NOT TO BE PRICED
11829 | IN SERVICE | SOL10196 | BITTERNE HEALTH CENTRE | COMMUNITY NURSING TEAM | GLUCOMETER | SD CODE FREE | M03TF07BAA0137 | SD BIOSENSOR | ASSET ONLY | 1 | NOT TO BE PRICED
11830 | IN SERVICE | SOL10197 | BITTERNE HEALTH CENTRE | COMMUNITY NURSING TEAM | GLUCOMETER | SD CODE FREE | M03TF07BAA0169 | SD BIOSENSOR | ASSET ONLY | 1 | NOT TO BE PRICED
11831 | IN SERVICE | SOL10198 | BITTERNE HEALTH CENTRE | COMMUNITY NURSING TEAM | GLUCOMETER | SD CODE FREE | M03TF07BAA0176 | SD BIOSENSOR | ASSET ONLY | 1 | NOT TO BE PRICED
11832 | IN SERVICE | SOL10199 | BITTERNE HEALTH CENTRE | COMMUNITY NURSING TEAM | GLUCOMETER | SD CODE FREE | M03TF07BAA0171 | SD BIOSENSOR | ASSET ONLY | 1 | NOT TO BE PRICED
11833 | IN SERVICE | SOL10200 | BITTERNE HEALTH CENTRE | COMMUNITY NURSING TEAM | GLUCOMETER | SD CODE FREE | M03TF07BAA0175 | SD BIOSENSOR | ASSET ONLY | 1 | NOT TO BE PRICED
11834 | IN SERVICE | SOL10201 | BITTERNE HEALTH CENTRE | COMMUNITY NURSING TEAM | GLUCOMETER | SD CODE FREE | M03TF07BAA0174 | SD BIOSENSOR | ASSET ONLY | 1 | NOT TO BE PRICED
11835 | IN SERVICE | SOL10202 | BITTERNE HEALTH CENTRE | COMMUNITY NURSING TEAM | GLUCOMETER | SD CODE FREE | M03TF07BAA0163 | SD BIOSENSOR | ASSET ONLY | 1 | NOT TO BE PRICED
11836 | IN SERVICE | SOL10203 | BITTERNE HEALTH CENTRE | COMMUNITY NURSING TEAM | GLUCOMETER | SD CODE FREE | M03TF07BAA0172 | SD BIOSENSOR | ASSET ONLY | 1 | NOT TO BE PRICED
11837 | IN SERVICE | SOL10204 | BITTERNE HEALTH CENTRE | COMMUNITY NURSING TEAM | PULSE OXIMETER-FINGER | 9006368 | 200915900043 | HENRY SCHEIN | PM | 1 | 15
11838 | IN SERVICE | SOL10205 | BITTERNE HEALTH CENTRE | COMMUNITY NURSING TEAM | PULSE OXIMETER-FINGER | 9006368 | 200915900287 | HENRY SCHEIN | PM | 1 | 15
11839 | IN SERVICE | SOL10206 | BITTERNE HEALTH CENTRE | COMMUNITY NURSING TEAM | PULSE OXIMETER-FINGER | 9006368 | 200915900249 | HENRY SCHEIN | PM | 1 | 15
11840 | IN SERVICE | SOL10207 | BITTERNE HEALTH CENTRE | COMMUNITY NURSING TEAM | PULSE OXIMETER-FINGER | 9006368 | 200915900017 | HENRY SCHEIN | PM | 1 | 15
11841 | IN SERVICE | SOL10208 | BITTERNE HEALTH CENTRE | COMMUNITY NURSING TEAM | PULSE OXIMETER-FINGER | 9006368 | 200915900431 | HENRY SCHEIN | PM | 1 | 15
11842 | IN SERVICE | SOL10209 | BITTERNE HEALTH CENTRE | COMMUNITY NURSING TEAM | PULSE OXIMETER-FINGER | MD300C13 | 191944100823 | BEIJING CHOICE ELECTRONICS | PM | 1 | 15
11843 | IN SERVICE | SOL10210 | BITTERNE HEALTH CENTRE | COMMUNITY NURSING TEAM | PULSE OXIMETER-FINGER | MD300C13 | 191944100826 | BEIJING CHOICE ELECTRONICS | PM | 1 | 15
11844 | IN SERVICE | SOL10211 | CIVIC OFFICES PORTSMOUTH | KESTREL CENTRE-LEARNING DISABILITY | PULSE OXIMETER-FINGER | CMS50DL | DQ1509602885 | CONTEC MEDICAL | PM | 1 | 15
11845 | IN SERVICE | SOL10212 | ADELAIDE HEALTH CENTRE | CHILDREN COMMUNITY NURSING TEAM-LEVEL 2 | DEFIBRILLATOR-AED | AED PLUS | AX19C026829 | ZOLL MEDICAL | ASSET ONLY | 1 | NOT TO BE PRICED
11846 | IN SERVICE | SOL10213 | ADELAIDE HEALTH CENTRE | CHILDREN COMMUNITY NURSING TEAM-LEVEL 2 | DEFIBRILLATOR-AED | AED PLUS | AX19I036628 | ZOLL MEDICAL | ASSET ONLY | 1 | NOT TO BE PRICED
11847 | IN SERVICE | SOL10214 | ADELAIDE HEALTH CENTRE | CHILDREN COMMUNITY NURSING TEAM-LEVEL 2 | DEFIBRILLATOR-AED | AED PLUS | AX19C026348 | ZOLL MEDICAL | ASSET ONLY | 1 | NOT TO BE PRICED
11848 | IN SERVICE | SOL10215 | ADELAIDE HEALTH CENTRE | CHILDREN COMMUNITY NURSING TEAM-LEVEL 2 | DEFIBRILLATOR-AED | AED PLUS | AX19I036660 | ZOLL MEDICAL | ASSET ONLY | 1 | NOT TO BE PRICED
11849 | IN SERVICE | SOL10216 | FOREST PARK PRIMARY SCHOOL | SCHOOL NURSES-CLINIC ROOM | PULSE OXIMETER-HANDHELD | PM10N | MBP2006373 | COVIDIEN | PM | 1 | 55
11850 | IN SERVICE | SOL10217 | HENRY TYNDALE SCHOOL | SCHOOL NURSES-CLINIC ROOM | PULSE OXIMETER-HANDHELD | PM10N | MBP2006371 | COVIDIEN | PM | 1 | 55
11851 | IN SERVICE | SOL10218 | ADELAIDE HEALTH CENTRE | CHILDREN COMMUNITY NURSING TEAM-LEVEL 2 | PULSE OXIMETER-HANDHELD | PM10N | MBP2006370 | COVIDIEN | PM | 1 | 55
11852 | IN SERVICE | SOL10219 | ST FRANCIS SCHOOL | CHILDREN COMMUNITY NURSING TEAM-LEVEL 2 | PULSE OXIMETER-HANDHELD | PM10N | MBP2006372 | COVIDIEN | PM | 1 | 55
11853 | IN SERVICE | SOL10220 | FOREST PARK SECONDARY SCHOOL | SCHOOL NURSES-CLINIC ROOM | PULSE OXIMETER-HANDHELD | PM10N | MBP2006374 | COVIDIEN | PM | 1 | 55
11854 | IN SERVICE | SOL10221 | ST MARY'S COMMUNITY HEALTH CAMPUS | COMMUNITY NURSING TEAM | PULSE OXIMETER-FINGER | MD-H10 | FS2C1810080105812 | HUNAN ACCURATE BIO-MEDIC | PM | 1 | 15
11855 | IN SERVICE | SOL10222 | ST MARY'S COMMUNITY HEALTH CAMPUS | COMMUNITY NURSING TEAM | BLOOD PRESSURE MONITOR | NONE | 10222 | NONE | PM | 1 | 8
11856 | IN SERVICE | SOL10223 | ST MARY'S COMMUNITY HEALTH CAMPUS | COMMUNITY NURSING TEAM | THERMOMETER | THERMOSCAN IRT4520 | 33312k00162 | BRAUN | PM | 1 | 15
11857 | IN SERVICE | SOL10224 | ST MARY'S COMMUNITY HEALTH CAMPUS | SEXUAL HEALTH | ULTRASOUND MACHINE DIAGNOSTIC | NONE | 0483560119 | SONOSCAPE | OEM-AIH | 1 | 375
11858 | IN SERVICE | SOL10225 | ST MARY'S COMMUNITY HEALTH CAMPUS | SEXUAL HEALTH | TROLLEY-ULTRASOUND | ST-190 | 2001190042 | SONOSCAPE | OEM-AIH | 1 | 20
11859 | IN SERVICE | SOL10226 | ST MARY'S COMMUNITY HEALTH CAMPUS | SEXUAL HEALTH | PRINTER | UP-X898MD | 6011698 | SONY | OEM-AIH | 1 | 10
11860 | IN SERVICE | SOL10227 | ST MARY'S COMMUNITY HEALTH CAMPUS | SEXUAL HEALTH | ULTRASOUND TRANSDUCER | 6V1 | D154147212 | SONOSCAPE | OEM-AIH | 1 | FOC
11861 | IN SERVICE | SOL10228 | ST MARY'S COMMUNITY HEALTH CAMPUS | SEXUAL HEALTH | ULTRASOUND TRANSDUCER | 3C-A | D121490454 | SONOSCAPE | OEM-AIH | 1 | FOC
11862 | IN SERVICE | SOL10229 | ST MARY'S COMMUNITY HEALTH CAMPUS | SEXUAL HEALTH | ULTRASOUND MACHINE DIAGNOSTIC | NONE | 0482088126 | SONOSCAPE | OEM-AIH | 1 | 375
11863 | IN SERVICE | SOL10230 | ST MARY'S COMMUNITY HEALTH CAMPUS | SEXUAL HEALTH | TROLLEY-ULTRASOUND | ST-190 | 1912190131 | SONOSCAPE | OEM-AIH | 1 | 20
11864 | IN SERVICE | SOL10231 | ST MARY'S COMMUNITY HEALTH CAMPUS | SEXUAL HEALTH | PRINTER | UP-X898MD | 69011679 | SONY | OEM-AIH | 1 | 10
11865 | IN SERVICE | SOL10232 | ST MARY'S COMMUNITY HEALTH CAMPUS | SEXUAL HEALTH | ULTRASOUND TRANSDUCER | 3C-A | D121845528 | SONOSCAPE | OEM-AIH | 1 | FOC
11866 | IN SERVICE | SOL10233 | ST MARY'S COMMUNITY HEALTH CAMPUS | SEXUAL HEALTH | ULTRASOUND TRANSDUCER | 6V1 | D159828913 | SONOSCAPE | OEM-AIH | 1 | FOC
11867 | IN SERVICE | SOL10234 | QUEEN ALEXANDRA HOSPITAL | REHABILITATION CENTRE-PHYSIOTHERAPY | ULTRASOUND MACHINE DIAGNOSTIC | NONE | CAN-04003140 | MINDRAY LTD | OEM-AIH | 1 | 375
11868 | IN SERVICE | SOL10235 | QUEEN ALEXANDRA HOSPITAL | REHABILITATION CENTRE-PHYSIOTHERAPY | ULTRASOUND TRANSDUCER | 3C5P | LRA02202168 | MINDRAY LTD | OEM-AIH | 1 | FOC
11869 | IN SERVICE | SOL10236 | QUEEN ALEXANDRA HOSPITAL | REHABILITATION CENTRE-PHYSIOTHERAPY | ULTRASOUND TRANSDUCER | 7L5P | LUB9C001914 | MINDRAY LTD | OEM-AIH | 1 | FOC
11870 | IN SERVICE | SOL10237 | ST MARY'S COMMUNITY HEALTH CAMPUS | SPINNAKER WARD | THERMOMETER | M300 | 10237 | MEDIBLINK LTD | PM | 1 | 15
11871 | IN SERVICE | SOL10238 | ST MARY'S COMMUNITY HEALTH CAMPUS | SPINNAKER WARD | THERMOMETER | M300 | 10238 | MEDIBLINK LTD | PM | 1 | 15
11872 | IN SERVICE | SOL10239 | ST MARY'S COMMUNITY HEALTH CAMPUS | SPINNAKER WARD | THERMOMETER | M300 | 10239 | MEDIBLINK LTD | PM | 1 | 15
11873 | IN SERVICE | SOL10240 | UNIT 6,SWAN CENTRE | SEXUAL HEALTH | MEDICAL FRIDGE | PE109C | 80680128444441788 | LEC MEDICAL | PM | 1 | NOT TO BE PRICED
11874 | IN SERVICE | SOL10241 | ANDOVER HEALTH CENTRE | SEXUAL HEALTH | MEDICAL FRIDGE | PESR82UK | 90900008444410640 | LEC MEDICAL | PM | 1 | NOT TO BE PRICED
11875 | IN SERVICE | SOL10242 | BETTER CARE CENTRE | CHILD AND ADOLESCENT MHS-LEVEL 1 | SCALES | 899 | 10000000374587 | SECA LTD | PM | 1 | 15
11876 | IN SERVICE | SOL10243 | BETTER CARE CENTRE | CHILD AND ADOLESCENT MHS-LEVEL 1 | HEIGHT MEASURE | 213 | 10243 | SECA LTD | INSPECTION ONLY | 1 | 15
11877 | IN SERVICE | SOL10244 | BETTER CARE CENTRE | CHILD AND ADOLESCENT MHS-LEVEL 1 | VITAL SIGNS MONITOR | CARESCAPE V100 | SH619060170SA | GE HEALTHCARE | PM | 1 | 55
11878 | IN SERVICE | SOL10245 | ALPHA COURT | COMMUNITY PAEDIATRIC MEDICAL SERVICES | BLOOD PRESSURE MONITOR | HEM-907 | 20110300255AF | OMRON HEALTHCARE | PM | 1 | 8
11879 | IN SERVICE | SOL10246 | ALPHA COURT | COMMUNITY PAEDIATRIC MEDICAL SERVICES | OTOSCOPE | STANDARD | 10246 | KEELER | PM | 1 | 5
11880 | IN SERVICE | SOL10247 | ROYAL SOUTH HANTS HOSPITAL | FANSHAWE WARD | GLUCOMETER | COAGUCHEK PRO2 | TZ1119878 | ROCHE DIAGNOSTICS | ASSET ONLY | 1 | NOT TO BE PRICED
11881 | IN SERVICE | SOL10248 | ROYAL SOUTH HANTS HOSPITAL | FANSHAWE WARD | GLUCOMETER | COAGUCHEK PRO2 | TZ1119880 | ROCHE DIAGNOSTICS | ASSET ONLY | 1 | NOT TO BE PRICED
11882 | IN SERVICE | SOL10249 | ROYAL SOUTH HANTS HOSPITAL | FANSHAWE WARD | GLUCOMETER | COAGUCHEK PRO2 | TZ1119881 | ROCHE DIAGNOSTICS | ASSET ONLY | 1 | NOT TO BE PRICED
11883 | IN SERVICE | SOL10452 | ST MARY'S COMMUNITY HEALTH CAMPUS | ADULT MENTAL HEALTH DEPARTMENT | BLOOD PRESSURE MONITOR | M6 COMFORT | 20190205831VG | OMRON HEALTHCARE | PM | 1 | 8
11885 | IN SERVICE | SOL10454 | ST MARY'S COMMUNITY HEALTH CAMPUS | ADULT MENTAL HEALTH DEPARTMENT | PULSE OXIMETER-FINGER | MD300C2 | 151402800219 | BEIJING CHOICE ELECTRONICS | PM | 1 | 15
11888 | IN SERVICE | SOL10457 | ST MARY'S COMMUNITY HEALTH CAMPUS | ADULT MENTAL HEALTH DEPARTMENT | GLUCOMETER | SD CODE FREE | M03TE02AC1602 | SD BIOSENSOR | ASSET ONLY | 1 | NOT TO BE PRICED
11889 | IN SERVICE | SOL10458 | ADELAIDE HEALTH CENTRE | TISSUE VIABILITY SERVICE-CLINIC ROOM | GLUCOMETER | SD CODE FREE | M03TE01AB2841 | SD BIOSENSOR | ASSET ONLY | 1 | NOT TO BE PRICED
11890 | IN SERVICE | SOL10459 | ADELAIDE HEALTH CENTRE | TISSUE VIABILITY SERVICE-CLINIC ROOM | THERMOMETER | THERMOSCAN IRT 6020 | 27418K40053 | BRAUN | PM | 1 | 15
11891 | IN SERVICE | SOL10460 | ADELAIDE HEALTH CENTRE | TISSUE VIABILITY SERVICE-CLINIC ROOM | PULSE OXIMETER-FINGER | 9006368 | 192915900574 | HENRY SCHEIN | PM | 1 | 15
11892 | IN SERVICE | SOL10461 | ADELAIDE HEALTH CENTRE | TISSUE VIABILITY SERVICE-CLINIC ROOM | GLUCOMETER | SD CODE FREE | M03TE01AB2862 | SD BIOSENSOR | ASSET ONLY | 1 | NOT TO BE PRICED
11893 | IN SERVICE | SOL10462 | ADELAIDE HEALTH CENTRE | TISSUE VIABILITY SERVICE-CLINIC ROOM | GLUCOMETER | SD CODE FREE | M03TE01AB2857 | SD BIOSENSOR | ASSET ONLY | 1 | NOT TO BE PRICED
11894 | IN SERVICE | SOL10463 | ADELAIDE HEALTH CENTRE | TISSUE VIABILITY SERVICE-CLINIC ROOM | NEGATIVE PRESSURE WOUND THERAPY | RENASYS | KHCL180442 | SMITH & NEPHEW | LOAN | 1 | NOT TO BE PRICED
11895 | IN SERVICE | SOL10464 | ADELAIDE HEALTH CENTRE | TISSUE VIABILITY SERVICE-CLINIC ROOM | NEGATIVE PRESSURE WOUND THERAPY | RENASYS | KHAG180002 | SMITH & NEPHEW | LOAN | 1 | NOT TO BE PRICED
11896 | IN SERVICE | SOL10465 | ADELAIDE HEALTH CENTRE | TISSUE VIABILITY SERVICE-CLINIC ROOM | NEGATIVE PRESSURE WOUND THERAPY | RENASYS | KHCL180026 | SMITH & NEPHEW | LOAN | 1 | NOT TO BE PRICED
11897 | IN SERVICE | SOL10466 | ADELAIDE HEALTH CENTRE | TISSUE VIABILITY SERVICE-CLINIC ROOM | NEGATIVE PRESSURE WOUND THERAPY | RENASYS | KHBM160551 | SMITH & NEPHEW | LOAN | 1 | NOT TO BE PRICED
11898 | IN SERVICE | SOL10467 | ADELAIDE HEALTH CENTRE | TISSUE VIABILITY SERVICE-CLINIC ROOM | NEGATIVE PRESSURE WOUND THERAPY | RENASYS | KHCH180442 | SMITH & NEPHEW | LOAN | 1 | NOT TO BE PRICED
11899 | IN SERVICE | SOL10468 | ADELAIDE HEALTH CENTRE | TISSUE VIABILITY SERVICE-CLINIC ROOM | ABPI MONITOR | ABPI MDD | ME01V14-011804251 | MESI LTD | OEM-CONTRACT PM | 1 | 250
11900 | IN SERVICE | SOL10469 | ST MARY'S COMMUNITY HEALTH CAMPUS | SPINNAKER WARD | NEBULISER | INNOSPIRE DELUXE | 182033 | PHILIPS HEALTHCARE | PM | 1 | 15
11901 | IN SERVICE | SOL10470 | ST MARY'S COMMUNITY HEALTH CAMPUS | SPINNAKER WARD | NEBULISER | INNOSPIRE DELUXE | 182029 | PHILIPS HEALTHCARE | PM | 1 | 15
11902 | IN SERVICE | SOL10471 | WESTERN COMMUNITY HOSPITAL | COMMUNITY STROKE TEAM-WESTERN WING | BLOOD PRESSURE MONITOR | M1 COMPACT | 20180600765LF | OMRON HEALTHCARE | PM | 1 | 8
11903 | IN SERVICE | SOL10472 | WESTERN COMMUNITY HOSPITAL | COMMUNITY STROKE TEAM-WESTERN WING | STIMULATOR-MUSCLE | STIM | 140207726 | WELL LIFE HEALTHCARE | PM | 1 | 25
11904 | IN SERVICE | SOL10473 | WESTERN COMMUNITY HOSPITAL | COMMUNITY STROKE TEAM-WESTERN WING | MICROSTIM X 4 | MICROSTIM 2 | 10473 | SALISBURY HEALTHCARE | PM | 1 | 25
11905 | IN SERVICE | SOL10474 | JUBILEE HOUSE | INPATIENT UNIT-END OF LIFE CARE | NEBULISER | INNOSPIRE DELUXE | 161097 | PHILIPS HEALTHCARE | PM | 1 | 15
11906 | IN SERVICE | SOL10475 | JUBILEE HOUSE | INPATIENT UNIT-END OF LIFE CARE | NEBULISER | INNOSPIRE DELUXE | 161099 | PHILIPS HEALTHCARE | PM | 1 | 15
11907 | IN SERVICE | SOL10476 | JUBILEE HOUSE | INPATIENT UNIT-END OF LIFE CARE | NEBULISER | NONE | 2018D02/003319 | BEURER | PM | 1 | 15
11908 | IN SERVICE | SOL10478 | FAREHAM COMMUNITY HOSPITAL | PODIATRY-CLINIC ROOM | FOOT TREATMENT MACHINE-PODIATRY/CHIROPODY | HADEWE SB | 7059 | HADEWE | PM | 1 | 45
11909 | IN SERVICE | SOL10479 | BROADCAST HOUSE | COMMUNITY NURSING TEAM | SCALES | 761 | 5761268197323 | SECA LTD | PM | 1 | 15
11910 | IN SERVICE | SOL10480 | BROADCAST HOUSE | COMMUNITY NURSING TEAM | BLOOD PRESSURE MONITOR | DS5401-300 | 161227080658 | WELCH ALLYN | PM | 1 | 8
11911 | IN SERVICE | SOL10481 | BROADCAST HOUSE | COMMUNITY NURSING TEAM | THERMOMETER | THERMOSCAN IRT 6020 | 18115K38105 | BRAUN | PM | 1 | 15
11912 | IN SERVICE | SOL10482 | BROADCAST HOUSE | COMMUNITY NURSING TEAM | PULSE OXIMETER-FINGER | CMS50DL | DO1302122345 | CONTEC MEDICAL | PM | 1 | 15
11913 | IN SERVICE | SOL10483 | BROADCAST HOUSE | COMMUNITY NURSING TEAM | PULSE OXIMETER-FINGER | 9006368 | 180315900409 | HENRY SCHEIN | PM | 1 | 15
11914 | IN SERVICE | SOL10484 | BROADCAST HOUSE | COMMUNITY NURSING TEAM | THERMOMETER | THERMOSCAN IRT 6020 | 10618K45455 | BRAUN | PM | 1 | 15
11915 | IN SERVICE | SOL10485 | BROADCAST HOUSE | COMMUNITY NURSING TEAM | OTOSCOPE | STANDARD | 10485 | KEELER | PM | 1 | 5
11916 | IN SERVICE | SOL10486 | BROADCAST HOUSE | COMMUNITY NURSING TEAM | THERMOMETER | THERMOSCAN IRT 6020 | 10718K40695 | BRAUN | PM | 1 | 15
11917 | IN SERVICE | SOL10487 | BROADCAST HOUSE | COMMUNITY NURSING TEAM | PULSE OXIMETER-FINGER | 9006368 | 182615900382 | HENRY SCHEIN | PM | 1 | 15
11918 | IN SERVICE | SOL10488 | BROADCAST HOUSE | COMMUNITY NURSING TEAM | THERMOMETER | THERMOSCAN IRT 6020 | 18815K37577 | BRAUN | PM | 1 | 15
11919 | IN SERVICE | SOL10489 | BROADCAST HOUSE | COMMUNITY NURSING TEAM | SPHYGMOMANOMETER | SHOCK RESISTANT | 121206164831 | WELCH ALLYN | PM | 1 | 8
11920 | IN SERVICE | SOL10491 | ADELAIDE HEALTH CENTRE | PODIATRY-PODIATRY CLINIC | CAST CUTTER SAW | ERGO 11 | 76509 | OSCIMED | PM | 1 | 55
11921 | IN SERVICE | SOL10492 | ADELAIDE HEALTH CENTRE | PODIATRY-PODIATRY CLINIC | VACUUM CLEANER | NONE | 102401 | OSCIMED | PM | 1 | 55
11922 | IN SERVICE | SOL10494 | BATTENBURG AVENUE CLINIC | CHILDREN COMMUNITY NURSING-CHILD NURSING | THERMOMETER | THERMOSCAN PRO 6000 | 34316K52259 | BRAUN | PM | 1 | 15
11924 | IN SERVICE | SOL10496 | BATTENBURG AVENUE CLINIC | COMMUNITY PAEDIATRIC MEDICAL SERVICES | SCALES | M650 | 21912789 | MARSDEN | PM | 1 | 15
11925 | IN SERVICE | SOL10497 | JUBILEE HOUSE | INPATIENT UNIT-END OF LIFE CARE | BED-ELECTRIC | NONE | 14N469871 | HMS-VILGO | PM | 1 | 20
11926 | IN SERVICE | SOL10498 | ST MARY'S COMMUNITY HEALTH CAMPUS | PODIATRY-PODIATRY CLINIC | TOURNIQUET | NONE | 3013GACJ | ZIMMER | PM | 1 | 125
11927 | IN SERVICE | SOL10499 | ST MARY'S COMMUNITY HEALTH CAMPUS | PODIATRY-PODIATRY CLINIC | FOOT IMPRINT | PRINT LAB | 10499 | SIDAS UK | PM | 1 | 60
11928 | IN SERVICE | SOL10500 | ST MARY'S COMMUNITY HEALTH CAMPUS | PODIATRY-PODIATRY CLINIC | GRINDING MACHINE | G3 PODIATECH | 080 | SIDAS UK | PM | 1 | 45
11929 | IN SERVICE | SOL10840 | ST MARY'S COMMUNITY HEALTH CAMPUS | COMMUNITY NURSING TEAM | THERMOMETER | ET-100A | 10840 | SCIAN | PM | 1 | 15
11930 | IN SERVICE | SOL10841 | ST MARY'S COMMUNITY HEALTH CAMPUS | COMMUNITY NURSING TEAM | PULSE OXIMETER-FINGER | W4350 | 163303900078 | MERLIN MEDICAL | PM | 1 | 15
11931 | IN SERVICE | SOL10842 | ST MARY'S COMMUNITY HEALTH CAMPUS | SPINNAKER WARD | BLADDER SCANNER | BLADDERSCAN PRIME | C1510640 | VERATHON | OEM-VERATHON | 1 | 1300
11932 | IN SERVICE | SOL10843 | WESTERN COMMUNITY HOSPITAL | SNOWDON WARD-MAIN BLOCK | THERMOMETER | RYCOM JXB-182 | M54170702495 | RYCOM | PM | 1 | 15
11934 | IN SERVICE | SOL10845 | WESTERN COMMUNITY HOSPITAL | SNOWDON WARD-MAIN BLOCK | PULSE OXIMETER-FINGER | MD300C13 | 180307400861 | BEIJING CHOICE ELECTRONICS | PM | 1 | 15
11935 | IN SERVICE | SOL10846 | WESTERN COMMUNITY HOSPITAL | SNOWDON WARD-MAIN BLOCK | THERMOMETER | BRAUN | 08019K61283 | WELCH ALLYN | PM | 1 | 15
11936 | IN SERVICE | SOL10847 | WESTERN COMMUNITY HOSPITAL | SNOWDON WARD-MAIN BLOCK | PULSE OXIMETER-FINGER | MD300C13 | 180307400810 | BEIJING CHOICE ELECTRONICS | PM | 1 | 15
11937 | IN SERVICE | SOL10848 | WESTERN COMMUNITY HOSPITAL | KITE UNIT | THERMOMETER | RYCOM JXB-182 | M54170700898 | RYCOM | PM | 1 | 15
11938 | IN SERVICE | SOL10849 | WESTERN COMMUNITY HOSPITAL | KITE UNIT | THERMOMETER | BRAUN | 21119K60024 | WELCH ALLYN | PM | 1 | 15
11939 | IN SERVICE | SOL10850 | WESTERN COMMUNITY HOSPITAL | SNOWDON WARD-MAIN BLOCK | BLADDER SCANNER | BLADDERSCAN PRIME | C1508073 | VERATHON | OEM-VERATHON | 1 | 1300
11940 | IN SERVICE | SOL10851 | WESTERN COMMUNITY HOSPITAL | SNOWDON WARD-MAIN BLOCK | WHEELCHAIR | UBH | UBH17015053069 | LOMAX | PM | 1 | 20
11941 | IN SERVICE | SOL10852 | WESTERN COMMUNITY HOSPITAL | SNOWDON WARD-MAIN BLOCK | THERMOMETER | BRAUN | 08019K61763 | WELCH ALLYN | PM | 1 | 15
11942 | IN SERVICE | SOL10853 | WESTERN COMMUNITY HOSPITAL | SNOWDON WARD-MAIN BLOCK | THERMOMETER | BRAUN | 08019K61602 | WELCH ALLYN | PM | 1 | 15
11943 | IN SERVICE | SOL10856 | WESTERN COMMUNITY HOSPITAL | SNOWDON WARD-MAIN BLOCK | NEBULISER | INNOSPIRE DELUXE | 162150 | PHILIPS HEALTHCARE | PM | 1 | 15
11944 | IN SERVICE | SOL10857 | WESTERN COMMUNITY HOSPITAL | SNOWDON WARD-MAIN BLOCK | WHEELCHAIR | EIS RANGE 8003N | S042188 | EXETER INDUSTRIAL | PM | 1 | 20
11945 | IN SERVICE | SOL10858 | WESTERN COMMUNITY HOSPITAL | KITE UNIT | BED-ELECTRIC | ENTERPRISE 5000 | P0510899 | ARJO HUNTLEIGH | LOAN | 1 | NOT TO BE PRICED
11946 | IN SERVICE | SOL10859 | WESTERN COMMUNITY HOSPITAL | KITE UNIT | BED-ELECTRIC | ENTERPRISE 5000 | P0510903 | ARJO HUNTLEIGH | LOAN | 1 | NOT TO BE PRICED
11947 | IN SERVICE | SOL10860 | WESTERN COMMUNITY HOSPITAL | KITE UNIT | BED-ELECTRIC | ENTERPRISE 5000 | P0510898 | ARJO HUNTLEIGH | LOAN | 1 | NOT TO BE PRICED
11948 | IN SERVICE | SOL10861 | WESTERN COMMUNITY HOSPITAL | KITE UNIT | BED-ELECTRIC | ENTERPRISE 5000 | P0510904 | ARJO HUNTLEIGH | LOAN | 1 | NOT TO BE PRICED
11949 | IN SERVICE | SOL10862 | WESTERN COMMUNITY HOSPITAL | KITE UNIT | BED-ELECTRIC | ENTERPRISE 5000 | P0510913 | ARJO HUNTLEIGH | LOAN | 1 | NOT TO BE PRICED
11950 | IN SERVICE | SOL10863 | ADELAIDE HEALTH CENTRE | GP SURGERY | PULSE OXIMETER-FINGER | MD300C5 | 171409300942 | BEIJING CHOICE ELECTRONICS | PM | 1 | 15
11951 | IN SERVICE | SOL10864 | ADELAIDE HEALTH CENTRE | GP SURGERY | PULSE OXIMETER-FINGER | MD300C2 | 132633500343 | BEIJING CHOICE ELECTRONICS | PM | 1 | 15
11952 | IN SERVICE | SOL10865 | ADELAIDE HEALTH CENTRE | GP SURGERY | DIAGNOSTIC SET | KEELER VISTA | 10865 | KEELER | PM | 1 | 5
11953 | IN SERVICE | SOL10866 | ADELAIDE HEALTH CENTRE | GP SURGERY | THERMOMETER | THERMOSCAN | 10866 | BRAUN | PM | 1 | 15
11954 | IN SERVICE | SOL10867 | ADELAIDE HEALTH CENTRE | GP SURGERY | PLINTH | ELECTRIC PLINTH | 99163 | SUNFLOWER MEDICAL | PM | 1 | 35
11955 | IN SERVICE | SOL10868 | ADELAIDE HEALTH CENTRE | GP SURGERY | PULSE OXIMETER-FINGER | ONYX | 129461991 | NONIN | PM | 1 | 15
11956 | IN SERVICE | SOL10869 | ST MARY'S COMMUNITY HEALTH CAMPUS | COMMUNITY NURSING TEAM | BLOOD PRESSURE MONITOR | ACCOSON | 130500279 | ACCOSON | PM | 1 | 8
11957 | IN SERVICE | SOL10870 | ST MARY'S COMMUNITY HEALTH CAMPUS | THE TURNER CENTRE-HEART FAILURE TEAM | BLOOD PRESSURE MONITOR | SK | 01249791 | WELCH ALLYN | PM | 1 | 8
11958 | IN SERVICE | SOL10871 | ST MARY'S COMMUNITY HEALTH CAMPUS | COMMUNITY NURSING TEAM | BLOOD PRESSURE MONITOR | ACCOSON | 19090553 | ACCOSON | PM | 1 | 8
11959 | IN SERVICE | SOL10872 | ST MARY'S COMMUNITY HEALTH CAMPUS | COMMUNITY NURSING TEAM | BLOOD PRESSURE MONITOR | ACCOSON | 19090530 | ACCOSON | PM | 1 | 8
11960 | IN SERVICE | SOL10873 | ST MARY'S COMMUNITY HEALTH CAMPUS | THE TURNER CENTRE-HEART FAILURE TEAM | BLOOD PRESSURE MONITOR | ACCOSON | 19090579 | ACCOSON | PM | 1 | 8
11961 | IN SERVICE | SOL10874 | ST MARY'S COMMUNITY HEALTH CAMPUS | COMMUNITY NURSING TEAM | BLOOD PRESSURE MONITOR | ACCOSON | 19090528 | ACCOSON | PM | 1 | 8
11962 | IN SERVICE | SOL10875 | ST MARY'S COMMUNITY HEALTH CAMPUS | COMMUNITY NURSING TEAM | BLOOD PRESSURE MONITOR | ACCOSON | 19120021 | ACCOSON | PM | 1 | 8
11963 | IN SERVICE | SOL10876 | ST MARY'S COMMUNITY HEALTH CAMPUS | COMMUNITY NURSING TEAM | BLOOD PRESSURE MONITOR | ACCOSON | 19120005 | ACCOSON | PM | 1 | 8
11964 | IN SERVICE | SOL10877 | ST MARY'S COMMUNITY HEALTH CAMPUS | COMMUNITY NURSING TEAM | THERMOMETER | ET-100A | 10877 | SCIAN | PM | 1 | 15
11965 | IN SERVICE | SOL10878 | ST MARY'S COMMUNITY HEALTH CAMPUS | COMMUNITY NURSING TEAM | THERMOMETER | ET-100A | 10878 | SCIAN | PM | 1 | 15
11967 | IN SERVICE | SOL10880 | ST MARY'S COMMUNITY HEALTH CAMPUS | COMMUNITY NURSING TEAM | THERMOMETER | ET-100A | 10880 | SCIAN | PM | 1 | 15
11968 | IN SERVICE | SOL10881 | ST MARY'S COMMUNITY HEALTH CAMPUS | COMMUNITY NURSING TEAM | THERMOMETER | ET-100A | 10881 | SCIAN | PM | 1 | 15
11969 | IN SERVICE | SOL10882 | ST MARY'S COMMUNITY HEALTH CAMPUS | COMMUNITY NURSING TEAM | THERMOMETER | ET-100A | 10882 | SCIAN | PM | 1 | 15
11970 | IN SERVICE | SOL10883 | ST MARY'S COMMUNITY HEALTH CAMPUS | COMMUNITY NURSING TEAM | THERMOMETER | ET-100A | 10883 | SCIAN | PM | 1 | 15
11971 | IN SERVICE | SOL10884 | ST MARY'S COMMUNITY HEALTH CAMPUS | THE TURNER CENTRE-HEART FAILURE TEAM | THERMOMETER | ET-100A | 10884 | SCIAN | PM | 1 | 15
11972 | IN SERVICE | SOL10885 | ST MARY'S COMMUNITY HEALTH CAMPUS | COMMUNITY NURSING TEAM | THERMOMETER | ET-100A | 10885 | SCIAN | PM | 1 | 15
11973 | IN SERVICE | SOL10886 | ST MARY'S COMMUNITY HEALTH CAMPUS | COMMUNITY NURSING TEAM | THERMOMETER | ET-100A | 10886 | SCIAN | PM | 1 | 15
11974 | IN SERVICE | SOL10887 | CIVIC OFFICES PORTSMOUTH | HEALTH VISITING AND SCHOOL NURSING-LEVEL 2 CORE 1 | SCALE-BABY | 385 | 10000000336271 | SECA LTD | PM | 1 | 15
11975 | IN SERVICE | SOL10888 | CIVIC OFFICES PORTSMOUTH | HEALTH VISITING AND SCHOOL NURSING-LEVEL 2 CORE 1 | SCALE-BABY | 385 | 10000000336261 | SECA LTD | PM | 1 | 15
11976 | IN SERVICE | SOL10889 | CIVIC OFFICES PORTSMOUTH | HEALTH VISITING AND SCHOOL NURSING-LEVEL 2 CORE 1 | SCALE-BABY | 385 | 10000000336269 | SECA LTD | PM | 1 | 15
11977 | IN SERVICE | SOL10890 | CIVIC OFFICES PORTSMOUTH | HEALTH VISITING AND SCHOOL NURSING-LEVEL 2 CORE 1 | SCALE-BABY | 385 | 1000000036259 | SECA LTD | PM | 1 | 15
11978 | IN SERVICE | SOL10891 | CIVIC OFFICES PORTSMOUTH | HEALTH VISITING AND SCHOOL NURSING-LEVEL 2 CORE 1 | SCALE-BABY | 385 | 10000000336256 | SECA LTD | PM | 1 | 15
11979 | IN SERVICE | SOL10892 | ADELAIDE HEALTH CENTRE | GP SURGERY | THERMOMETER | BRAUN | 12619K61182 | WELCH ALLYN | PM | 1 | 15
11980 | IN SERVICE | SOL10893 | ADELAIDE HEALTH CENTRE | GP SURGERY | LIGHT-EXAMINATION | XL600 | 10893 | EDL LIGHTING | PM | 1 | 10
11981 | IN SERVICE | SOL10894 | ADELAIDE HEALTH CENTRE | GP SURGERY | LIGHT-EXAMINATION | XL600 | 10894 | EDL LIGHTING | PM | 1 | 10
11982 | IN SERVICE | SOL10895 | ADELAIDE HEALTH CENTRE | GP SURGERY | PULSE OXIMETER-FINGER | FINGER | XBU00PC23423 | NONIN | PM | 1 | 15
11983 | IN SERVICE | SOL10896 | ADELAIDE HEALTH CENTRE | CARDIAC SERVICES-FIRST FLOOR | LIGHT-EXAMINATION | EDL | C10896 | EDL LIGHTING | PM | 1 | 10
11984 | IN SERVICE | SOL10897 | ADELAIDE HEALTH CENTRE | CARDIAC SERVICES-FIRST FLOOR | LIGHT-EXAMINATION | EDL | 10897 | EDL LIGHTING | PM | 1 | 10
11985 | IN SERVICE | SOL10898 | ADELAIDE HEALTH CENTRE | CARDIAC SERVICES-FIRST FLOOR | LIGHT-EXAMINATION | EDL | 10898 | EDL LIGHTING | PM | 1 | 10
11986 | IN SERVICE | SOL10899 | WESTERN COMMUNITY HOSPITAL | WEST COMMUNITY INDEPENDENCE TEAM-WESTERN WING | BLOOD PRESSURE MONITOR | M2 HEM-7121E | 20181141421VG | OMRON HEALTHCARE | PM | 1 | 8
11987 | IN SERVICE | SOL10900 | WESTERN COMMUNITY HOSPITAL | WEST COMMUNITY INDEPENDENCE TEAM-WESTERN WING | STIMULATOR-MUSCLE | N601 | 07212902 | EVERYWAY MEDICAL | PM | 1 | 25
11988 | IN SERVICE | SOL10901 | WESTERN COMMUNITY HOSPITAL | WEST COMMUNITY INDEPENDENCE TEAM-WESTERN WING | PULSE OXIMETER-FINGER | MD300C13 | 184144100292 | BEIJING CHOICE ELECTRONICS | PM | 1 | 15
11989 | IN SERVICE | SOL10902 | ADELAIDE HEALTH CENTRE | CARDIAC SERVICES-FIRST FLOOR | LIGHT-EXAMINATION | EDL | 10902 | EDL LIGHTING | PM | 1 | 10
11990 | IN SERVICE | SOL10903 | BITTERNE HEALTH CENTRE | COMMUNITY NURSING TEAM | INFUSION PUMP-SYRINGE | T34 | 17691 | CME MCKINLEY | PM | 1 | 55
11992 | IN SERVICE | SOL10905 | ST JAMES HOSPITAL | CHILD AND ADOLESCENT MHS-FALCON HOUSE | THERMOMETER | ET-100A | 10905 | SCIAN | PM | 1 | 15
11993 | IN SERVICE | SOL10906 | ST JAMES HOSPITAL | CHILD AND ADOLESCENT MHS-FALCON HOUSE | BLOOD PRESSURE MONITOR | WSK-1011 | 2018-2P1011-009899 | NIHON SEIMITSU SOKKI | PM | 1 | 8
11994 | IN SERVICE | SOL10907 | ST MARY'S COMMUNITY HEALTH CAMPUS | THE TURNER CENTRE-HEART FAILURE TEAM | PULSE OXIMETER-FINGER | MD300C2 | 144402001951 | BEIJING CHOICE ELECTRONICS | PM | 1 | 15
11995 | IN SERVICE | SOL10908 | WESTERN COMMUNITY HOSPITAL | SNOWDON WARD-MAIN BLOCK | BED SENSOR | RG2 | 1511 | RAMBLEGARD | PM | 1 | 10
11996 | IN SERVICE | SOL10909 | ST MARY'S COMMUNITY HEALTH CAMPUS | THE TURNER CENTRE-PULMONARY REHABILITATION | PULSE OXIMETER-FINGER | PULSEOX 300 | B30032608 | KONICA MINOLTA | PM | 1 | 15
11997 | IN SERVICE | SOL10910 | ST MARY'S COMMUNITY HEALTH CAMPUS | THE TURNER CENTRE-HOME OXYGEN TEAM | PULSE OXIMETER-FINGER | MD300C2 | 130826100351 | BEIJING CHOICE ELECTRONICS | PM | 1 | 15
11998 | IN SERVICE | SOL10911 | ST MARY'S COMMUNITY HEALTH CAMPUS | THE TURNER CENTRE-HOME OXYGEN TEAM | PULSE OXIMETER-FINGER | MD300C2 | 130826100356 | BEIJING CHOICE ELECTRONICS | PM | 1 | 15
11999 | IN SERVICE | SOL10912 | ST JAMES HOSPITAL | THE ORCHARDS-HAWTHORN WARD | THERMOMETER | RYCOM JXB-182 | M54170702874 | RYCOM | PM | 1 | 15
12000 | IN SERVICE | SOL10913 | ST JAMES HOSPITAL | THE ORCHARDS-HAWTHORN WARD | PULSE OXIMETER-FINGER | MD300C2 | 191944200783 | BEIJING CHOICE ELECTRONICS | PM | 1 | 15
12001 | IN SERVICE | SOL10914 | ST JAMES HOSPITAL | ADULT MENTAL HEALTH-MAPLE WARD | LIGHT-EXAMINATION | EXAMINATION LIGHT | 10914 | LUXO LTD | PM | 1 | 10
12002 | IN SERVICE | SOL10915 | ST JAMES HOSPITAL | ADULT MENTAL HEALTH-MAPLE WARD | THERMOMETER | RYCOM JXB-182 | M54170702875 | RYCOM | PM | 1 | 15
12003 | IN SERVICE | SOL10916 | ST JAMES HOSPITAL | ADULT MENTAL HEALTH-MAPLE WARD | PULSE OXIMETER-FINGER | MD300C2 | 191944200786 | BEIJING CHOICE ELECTRONICS | PM | 1 | 15
12004 | IN SERVICE | SOL10917 | ST JAMES HOSPITAL | ADULT MENTAL HEALTH-MAPLE WARD | PULSE OXIMETER-FINGER | MD300C13 | 191944100082 | BEIJING CHOICE ELECTRONICS | PM | 1 | 15
12005 | IN SERVICE | SOL10918 | ST JAMES HOSPITAL | ADULT MENTAL HEALTH-MAPLE WARD | BLOOD PRESSURE MONITOR | DB32 | 10918 | TRULY INSTRUMENTS | PM | 1 | 8
12006 | IN SERVICE | SOL10919 | ADELAIDE HEALTH CENTRE | CHILDREN CONTINENCE-LEVEL 2 | ENURESIS ALARM | WET STOP 3 | 10919 | POTTY MD | PM | 1 | 10
12008 | IN SERVICE | SOL10921 | ADELAIDE HEALTH CENTRE | CHILDREN COMMUNITY NURSING TEAM-LEVEL 2 | ASPIRATOR | 7305P | PU122559 | SUNRISE MEDICAL | PM | 1 | 25
12009 | IN SERVICE | SOL10922 | ST MARY'S COMMUNITY HEALTH CAMPUS | OLDER PEOPLE MENTAL HEALTH-THE LANGSTONE CENTRE | BLOOD PRESSURE MONITOR | SBM46 | 2018D37/03966 | HANS DINSLAGE | PM | 1 | 8
12010 | IN SERVICE | SOL10923 | ST MARY'S COMMUNITY HEALTH CAMPUS | OLDER PEOPLE MENTAL HEALTH-THE LANGSTONE CENTRE | SPHYGMOMANOMETER | SHOCK RESISTANT | 160511190258 | WELCH ALLYN | PM | 1 | 8
12011 | IN SERVICE | SOL10924 | ADELAIDE HEALTH CENTRE | SITE SERVICES-CORRIDOR | ASPIRATOR | LSU | 78112081462 | LAERDAL MEDICAL | PM | 1 | 25
12012 | IN SERVICE | SOL10925 | ADELAIDE HEALTH CENTRE | SITE SERVICES-CORRIDOR | ASPIRATOR | LSU | 78082080827 | LAERDAL MEDICAL | PM | 1 | 25
12013 | IN SERVICE | SOL10926 | ADELAIDE HEALTH CENTRE | SITE SERVICES-CORRIDOR | ASPIRATOR | LSU | 78092080925 | LAERDAL MEDICAL | PM | 1 | 25
12014 | IN SERVICE | SOL10927 | ADELAIDE HEALTH CENTRE | SITE SERVICES-CORRIDOR | ASPIRATOR | LSU | 78092080935 | LAERDAL MEDICAL | PM | 1 | 25
12015 | IN SERVICE | SOL10928 | ADELAIDE HEALTH CENTRE | SITE SERVICES-CORRIDOR | ASPIRATOR | LSU | 78501979077 | LAERDAL MEDICAL | PM | 1 | 25
12016 | IN SERVICE | SOL10929 | ADELAIDE HEALTH CENTRE | SITE SERVICES-CORRIDOR | ASPIRATOR | LSU | 78092080927 | LAERDAL MEDICAL | PM | 1 | 25
12017 | IN SERVICE | SOL10930 | ADELAIDE HEALTH CENTRE | SITE SERVICES-CORRIDOR | ASPIRATOR | LSU | 78092080922 | LAERDAL MEDICAL | PM | 1 | 25
12018 | IN SERVICE | SOL10931 | ADELAIDE HEALTH CENTRE | SITE SERVICES-CORRIDOR | ASPIRATOR | LSU | 78092080934 | LAERDAL MEDICAL | PM | 1 | 25
12019 | IN SERVICE | SOL10932 | ADELAIDE HEALTH CENTRE | SITE SERVICES-CORRIDOR | ASPIRATOR | LSU | 78092080936 | LAERDAL MEDICAL | PM | 1 | 25
12020 | IN SERVICE | SOL10933 | ADELAIDE HEALTH CENTRE | SITE SERVICES-CORRIDOR | ASPIRATOR | LSU | 78501979068 | LAERDAL MEDICAL | PM | 1 | 25
12028 | IN SERVICE | SOL10941 | ADELAIDE HEALTH CENTRE | SITE SERVICES-CORRIDOR | GLUCOMETER | SD CODE FREE | M03TE04AB7276 | SD BIOSENSOR | ASSET ONLY | 1 | NOT TO BE PRICED
12029 | IN SERVICE | SOL10942 | ADELAIDE HEALTH CENTRE | SITE SERVICES-CORRIDOR | GLUCOMETER | SD CODE FREE | M03TE03AA6960 | SD BIOSENSOR | ASSET ONLY | 1 | NOT TO BE PRICED
12030 | IN SERVICE | SOL10943 | ADELAIDE HEALTH CENTRE | SITE SERVICES-CORRIDOR | GLUCOMETER | SD CODE FREE | M03TE02AF6210 | SD BIOSENSOR | ASSET ONLY | 1 | NOT TO BE PRICED
12031 | IN SERVICE | SOL10944 | ADELAIDE HEALTH CENTRE | SITE SERVICES-CORRIDOR | GLUCOMETER | SD CODE FREE | M03TE02AF6249 | SD BIOSENSOR | ASSET ONLY | 1 | NOT TO BE PRICED
12045 | IN SERVICE | SOL10958 | ADELAIDE HEALTH CENTRE | SITE SERVICES-CORRIDOR | BED-BARIATRIC | AVANTGUARD 1200 | HRP0114501 | HILLROM | LOAN | 1 | NOT TO BE PRICED
12047 | IN SERVICE | SOL10960 | ADELAIDE HEALTH CENTRE | SITE SERVICES-CORRIDOR | COMMODE | NONE | 10960 | NRS HEALTHCARE | INSPECTION ONLY | 1 | 15
12048 | IN SERVICE | SOL10961 | ADELAIDE HEALTH CENTRE | SITE SERVICES-CORRIDOR | COMMODE | NONE | 10961 | NRS HEALTHCARE | INSPECTION ONLY | 1 | 15
12049 | IN SERVICE | SOL10962 | ADELAIDE HEALTH CENTRE | SITE SERVICES-CORRIDOR | COMMODE | NONE | 10962 | NRS HEALTHCARE | INSPECTION ONLY | 1 | 15
12050 | IN SERVICE | SOL10963 | ADELAIDE HEALTH CENTRE | SITE SERVICES-CORRIDOR | COMMODE | NONE | 10963 | NRS HEALTHCARE | INSPECTION ONLY | 1 | 15
12051 | IN SERVICE | SOL10964 | JUBILEE HOUSE | INPATIENT UNIT-END OF LIFE CARE | COMMODE | NONE | 10964 | NRS HEALTHCARE | INSPECTION ONLY | 1 | 15
12052 | IN SERVICE | SOL10965 | ADELAIDE HEALTH CENTRE | SITE SERVICES-CORRIDOR | COMMODE | NONE | 10965 | NRS HEALTHCARE | INSPECTION ONLY | 1 | 15
12053 | IN SERVICE | SOL10966 | ADELAIDE HEALTH CENTRE | SITE SERVICES-CORRIDOR | COMMODE | NONE | 10966 | NRS HEALTHCARE | INSPECTION ONLY | 1 | 15
12054 | IN SERVICE | SOL10967 | ADELAIDE HEALTH CENTRE | SITE SERVICES-CORRIDOR | COMMODE | NONE | 10967 | NRS HEALTHCARE | INSPECTION ONLY | 1 | 15
12055 | IN SERVICE | SOL10968 | ADELAIDE HEALTH CENTRE | SITE SERVICES-CORRIDOR | COMMODE | NONE | 10968 | NRS HEALTHCARE | INSPECTION ONLY | 1 | 15
12056 | IN SERVICE | SOL10969 | ADELAIDE HEALTH CENTRE | SITE SERVICES-CORRIDOR | COMMODE | NONE | 10969 | NRS HEALTHCARE | INSPECTION ONLY | 1 | 15
12057 | IN SERVICE | SOL10970 | ADELAIDE HEALTH CENTRE | SITE SERVICES-CORRIDOR | COMMODE | NONE | 10970 | NRS HEALTHCARE | INSPECTION ONLY | 1 | 15
12058 | IN SERVICE | SOL10971 | ADELAIDE HEALTH CENTRE | SITE SERVICES-CORRIDOR | COMMODE | NONE | 10971 | NRS HEALTHCARE | INSPECTION ONLY | 1 | 15
12059 | IN SERVICE | SOL10972 | ADELAIDE HEALTH CENTRE | SITE SERVICES-CORRIDOR | COMMODE | NONE | 10972 | NRS HEALTHCARE | INSPECTION ONLY | 1 | 15
12060 | IN SERVICE | SOL10973 | ADELAIDE HEALTH CENTRE | SITE SERVICES-CORRIDOR | COMMODE | NONE | 10973 | NRS HEALTHCARE | INSPECTION ONLY | 1 | 15
12061 | IN SERVICE | SOL10974 | ADELAIDE HEALTH CENTRE | SITE SERVICES-CORRIDOR | COMMODE | NONE | 10974 | NRS HEALTHCARE | INSPECTION ONLY | 1 | 15
12062 | IN SERVICE | SOL10975 | ADELAIDE HEALTH CENTRE | SITE SERVICES-CORRIDOR | COMMODE | NONE | 10975 | NRS HEALTHCARE | INSPECTION ONLY | 1 | 15
12063 | IN SERVICE | SOL10976 | ADELAIDE HEALTH CENTRE | SITE SERVICES-CORRIDOR | COMMODE | NONE | 10976 | NRS HEALTHCARE | INSPECTION ONLY | 1 | 15
12064 | IN SERVICE | SOL10977 | ADELAIDE HEALTH CENTRE | SITE SERVICES-CORRIDOR | COMMODE | NONE | 10977 | NRS HEALTHCARE | INSPECTION ONLY | 1 | 15
12065 | IN SERVICE | SOL10978 | ADELAIDE HEALTH CENTRE | SITE SERVICES-CORRIDOR | COMMODE | NONE | 10978 | NRS HEALTHCARE | INSPECTION ONLY | 1 | 15
12066 | IN SERVICE | SOL10979 | ADELAIDE HEALTH CENTRE | SITE SERVICES-CORRIDOR | COMMODE | NONE | 10979 | NRS HEALTHCARE | INSPECTION ONLY | 1 | 15
12067 | IN SERVICE | SOL10980 | ADELAIDE HEALTH CENTRE | SITE SERVICES-CORRIDOR | COMMODE | NONE | 10980 | NRS HEALTHCARE | INSPECTION ONLY | 1 | 15
12068 | IN SERVICE | SOL10981 | ADELAIDE HEALTH CENTRE | SITE SERVICES-CORRIDOR | COMMODE | NONE | 10981 | NRS HEALTHCARE | INSPECTION ONLY | 1 | 15
12069 | IN SERVICE | SOL10982 | ADELAIDE HEALTH CENTRE | SITE SERVICES-CORRIDOR | COMMODE | NONE | 10982 | NRS HEALTHCARE | INSPECTION ONLY | 1 | 15
12070 | IN SERVICE | SOL10983 | ADELAIDE HEALTH CENTRE | SITE SERVICES-CORRIDOR | COMMODE | NONE | 10983 | NRS HEALTHCARE | INSPECTION ONLY | 1 | 15
12071 | IN SERVICE | SOL10984 | ADELAIDE HEALTH CENTRE | SITE SERVICES-CORRIDOR | COMMODE | NONE | 10984 | NRS HEALTHCARE | INSPECTION ONLY | 1 | 15
12072 | IN SERVICE | SOL10985 | ADELAIDE HEALTH CENTRE | SITE SERVICES-CORRIDOR | COMMODE | NONE | 10985 | NRS HEALTHCARE | INSPECTION ONLY | 1 | 15
12073 | IN SERVICE | SOL10986 | ADELAIDE HEALTH CENTRE | SITE SERVICES-CORRIDOR | COMMODE | NONE | 10986 | NRS HEALTHCARE | INSPECTION ONLY | 1 | 15
12074 | IN SERVICE | SOL10987 | ADELAIDE HEALTH CENTRE | SITE SERVICES-CORRIDOR | COMMODE | NONE | 10987 | NRS HEALTHCARE | INSPECTION ONLY | 1 | 15
12075 | IN SERVICE | SOL10988 | ADELAIDE HEALTH CENTRE | SITE SERVICES-CORRIDOR | COMMODE | NONE | 10988 | NRS HEALTHCARE | INSPECTION ONLY | 1 | 15
12077 | IN SERVICE | SOL10990 | ADELAIDE HEALTH CENTRE | SITE SERVICES-CORRIDOR | COMMODE | NONE | 10990 | NRS HEALTHCARE | INSPECTION ONLY | 1 | 15
12078 | IN SERVICE | SOL10991 | ADELAIDE HEALTH CENTRE | SITE SERVICES-CORRIDOR | COMMODE | NONE | 10991 | NRS HEALTHCARE | INSPECTION ONLY | 1 | 15
12079 | IN SERVICE | SOL10992 | ADELAIDE HEALTH CENTRE | SITE SERVICES-CORRIDOR | COMMODE | NONE | 10992 | NRS HEALTHCARE | INSPECTION ONLY | 1 | 15
12080 | IN SERVICE | SOL10993 | ADELAIDE HEALTH CENTRE | SITE SERVICES-CORRIDOR | COMMODE | NONE | 10993 | NRS HEALTHCARE | INSPECTION ONLY | 1 | 15
12081 | IN SERVICE | SOL10994 | ADELAIDE HEALTH CENTRE | SITE SERVICES-CORRIDOR | COMMODE | NONE | 10994 | NRS HEALTHCARE | INSPECTION ONLY | 1 | 15
12082 | IN SERVICE | SOL10995 | ADELAIDE HEALTH CENTRE | SITE SERVICES-CORRIDOR | COMMODE | NONE | 10995 | NRS HEALTHCARE | INSPECTION ONLY | 1 | 15
12083 | IN SERVICE | SOL10996 | ADELAIDE HEALTH CENTRE | SITE SERVICES-CORRIDOR | COMMODE | NONE | 10996 | NRS HEALTHCARE | INSPECTION ONLY | 1 | 15
12084 | IN SERVICE | SOL10997 | ADELAIDE HEALTH CENTRE | SITE SERVICES-CORRIDOR | COMMODE | NONE | 10997 | NRS HEALTHCARE | INSPECTION ONLY | 1 | 15
12085 | IN SERVICE | SOL10998 | ADELAIDE HEALTH CENTRE | SITE SERVICES-CORRIDOR | COMMODE | NONE | 10998 | NRS HEALTHCARE | INSPECTION ONLY | 1 | 15
12086 | IN SERVICE | SOL10999 | ADELAIDE HEALTH CENTRE | SITE SERVICES-CORRIDOR | COMMODE | NONE | 10999 | NRS HEALTHCARE | INSPECTION ONLY | 1 | 15
12087 | IN SERVICE | SOL11000 | ADELAIDE HEALTH CENTRE | SITE SERVICES-CORRIDOR | BED-BARIATRIC | NONE | 022242 | NONE | LOAN | 1 | NOT TO BE PRICED
12088 | IN SERVICE | SOL11001 | ADELAIDE HEALTH CENTRE | SITE SERVICES-CORRIDOR | WHEELCHAIR | CA2000 | 119060012 | TAFTMED | PM | 1 | 20
12089 | IN SERVICE | SOL11002 | ADELAIDE HEALTH CENTRE | SITE SERVICES-CORRIDOR | WHEELCHAIR | CA2000 | 119060032 | TAFTMED | PM | 1 | 20
12090 | IN SERVICE | SOL11003 | ADELAIDE HEALTH CENTRE | SITE SERVICES-CORRIDOR | WHEELCHAIR | CA2000 | 119060014 | TAFTMED | PM | 1 | 20
12091 | IN SERVICE | SOL11004 | ADELAIDE HEALTH CENTRE | SITE SERVICES-CORRIDOR | WHEELCHAIR | CA2000 | 119060024 | TAFTMED | PM | 1 | 20
12092 | IN SERVICE | SOL11005 | ADELAIDE HEALTH CENTRE | SITE SERVICES-CORRIDOR | WHEELCHAIR | CA2000 | 119060015 | TAFTMED | PM | 1 | 20
12093 | IN SERVICE | SOL11006 | ADELAIDE HEALTH CENTRE | SITE SERVICES-CORRIDOR | WHEELCHAIR | CA2000 | 119060040 | TAFTMED | PM | 1 | 20
12094 | IN SERVICE | SOL11007 | ADELAIDE HEALTH CENTRE | SITE SERVICES-CORRIDOR | WHEELCHAIR | CA2000 | 119060031 | TAFTMED | PM | 1 | 20
12095 | IN SERVICE | SOL11008 | ADELAIDE HEALTH CENTRE | SITE SERVICES-CORRIDOR | WHEELCHAIR | CA2000 | 119060027 | TAFTMED | PM | 1 | 20
12096 | IN SERVICE | SOL11009 | ADELAIDE HEALTH CENTRE | SITE SERVICES-CORRIDOR | WHEELCHAIR | CA2000 | 119060008 | TAFTMED | PM | 1 | 20
12097 | IN SERVICE | SOL11010 | ADELAIDE HEALTH CENTRE | SITE SERVICES-CORRIDOR | WHEELCHAIR | CA2000 | 119060029 | TAFTMED | PM | 1 | 20
12098 | IN SERVICE | SOL11011 | ADELAIDE HEALTH CENTRE | SITE SERVICES-CORRIDOR | WHEELCHAIR | CA2000 | 119060011 | TAFTMED | PM | 1 | 20
12099 | IN SERVICE | SOL11012 | ADELAIDE HEALTH CENTRE | SITE SERVICES-CORRIDOR | WHEELCHAIR | CA2000 | 119060010 | TAFTMED | PM | 1 | 20
12100 | IN SERVICE | SOL11013 | ADELAIDE HEALTH CENTRE | SITE SERVICES-CORRIDOR | WHEELCHAIR | CA2000 | 119060038 | TAFTMED | PM | 1 | 20
12101 | IN SERVICE | SOL11014 | ADELAIDE HEALTH CENTRE | SITE SERVICES-CORRIDOR | WHEELCHAIR | CA2000 | 119060026 | TAFTMED | PM | 1 | 20
12102 | IN SERVICE | SOL11015 | ADELAIDE HEALTH CENTRE | SITE SERVICES-CORRIDOR | WHEELCHAIR | CA2000 | 119060028 | TAFTMED | PM | 1 | 20
12103 | IN SERVICE | SOL11016 | ADELAIDE HEALTH CENTRE | SITE SERVICES-CORRIDOR | BED-BARIATRIC | NONE | 018953 | NONE | LOAN | 1 | NOT TO BE PRICED
12107 | IN SERVICE | SOL11020 | ADELAIDE HEALTH CENTRE | SITE SERVICES-CORRIDOR | LIGHT-EXAMINATION | U1-111-014 | 11020 | LUXAMED | PM | 1 | 10
12108 | IN SERVICE | SOL11021 | ADELAIDE HEALTH CENTRE | SITE SERVICES-CORRIDOR | LIGHT-EXAMINATION | U1-111-014 | 11021 | LUXAMED | PM | 1 | 10
12109 | IN SERVICE | SOL11022 | ADELAIDE HEALTH CENTRE | SITE SERVICES-CORRIDOR | LIGHT-EXAMINATION | U1-111-014 | 11022 | LUXAMED | PM | 1 | 10
12110 | IN SERVICE | SOL11023 | ADELAIDE HEALTH CENTRE | SITE SERVICES-CORRIDOR | LIGHT-EXAMINATION | U1-111-014 | 11023 | LUXAMED | PM | 1 | 10
12111 | IN SERVICE | SOL11024 | ADELAIDE HEALTH CENTRE | SITE SERVICES-CORRIDOR | LIGHT-EXAMINATION | U1-111-014 | 11024 | LUXAMED | PM | 1 | 10
12112 | IN SERVICE | SOL11025 | ADELAIDE HEALTH CENTRE | SITE SERVICES-CORRIDOR | LIGHT-EXAMINATION | U1-111-014 | 11025 | LUXAMED | PM | 1 | 10
12113 | IN SERVICE | SOL11026 | ADELAIDE HEALTH CENTRE | SITE SERVICES-CORRIDOR | LIGHT-EXAMINATION | U1-111-014 | 11026 | LUXAMED | PM | 1 | 10
12114 | IN SERVICE | SOL11027 | ADELAIDE HEALTH CENTRE | SITE SERVICES-CORRIDOR | LIGHT-EXAMINATION | U1-111-014 | 11027 | LUXAMED | PM | 1 | 10
12115 | IN SERVICE | SOL11028 | ADELAIDE HEALTH CENTRE | SITE SERVICES-CORRIDOR | LIGHT-EXAMINATION | U1-111-014 | 11028 | LUXAMED | PM | 1 | 10
12116 | IN SERVICE | SOL11029 | ADELAIDE HEALTH CENTRE | SITE SERVICES-CORRIDOR | LIGHT-EXAMINATION | U1-111-014 | 11029 | LUXAMED | PM | 1 | 10
12117 | IN SERVICE | SOL11030 | ADELAIDE HEALTH CENTRE | SITE SERVICES-CORRIDOR | LIGHT-EXAMINATION | U1-111-014 | 11030 | LUXAMED | PM | 1 | 10
12118 | IN SERVICE | SOL11031 | ADELAIDE HEALTH CENTRE | SITE SERVICES-CORRIDOR | LIGHT-EXAMINATION | U1-111-014 | 11031- | LUXAMED | PM | 1 | 10
12119 | IN SERVICE | SOL11032 | ADELAIDE HEALTH CENTRE | SITE SERVICES-CORRIDOR | LIGHT-EXAMINATION | U1-111-014 | 11032 | LUXAMED | PM | 1 | 10
12120 | IN SERVICE | SOL11033 | ADELAIDE HEALTH CENTRE | SITE SERVICES-CORRIDOR | LIGHT-EXAMINATION | U1-111-014 | 11033 | LUXAMED | PM | 1 | 10
12121 | IN SERVICE | SOL11034 | ADELAIDE HEALTH CENTRE | SITE SERVICES-CORRIDOR | LIGHT-EXAMINATION | U1-111-014 | 11034- | LUXAMED | PM | 1 | 10
12127 | IN SERVICE | SOL11040 | ST MARY'S COMMUNITY HEALTH CAMPUS | COMMUNITY NURSING TEAM | BLOOD PRESSURE MONITOR | ACCOSON | 19120060 | ACCOSON | PM | 1 | 8
12128 | IN SERVICE | SOL11041 | ST MARY'S COMMUNITY HEALTH CAMPUS | COMMUNITY NURSING TEAM | BLOOD PRESSURE MONITOR | ACCOSON | 19120075 | ACCOSON | PM | 1 | 8
12129 | IN SERVICE | SOL11042 | ST MARY'S COMMUNITY HEALTH CAMPUS | COMMUNITY NURSING TEAM | BLOOD PRESSURE MONITOR | ACCOSON | 19120196 | ACCOSON | PM | 1 | 8
12130 | IN SERVICE | SOL11043 | ST MARY'S COMMUNITY HEALTH CAMPUS | COMMUNITY NURSING TEAM | BLOOD PRESSURE MONITOR | ACCOSON | 19120221 | ACCOSON | PM | 1 | 8
12131 | IN SERVICE | SOL11044 | ST MARY'S COMMUNITY HEALTH CAMPUS | COMMUNITY NURSING TEAM | BLOOD PRESSURE MONITOR | ACCOSON | 19120063 | ACCOSON | PM | 1 | 8
12133 | IN SERVICE | SOL11046 | ST MARY'S COMMUNITY HEALTH CAMPUS | COMMUNITY NURSING TEAM | BLOOD PRESSURE MONITOR | ACCOSON | 19120072 | ACCOSON | PM | 1 | 8
12134 | IN SERVICE | SOL11047 | ST MARY'S COMMUNITY HEALTH CAMPUS | COMMUNITY NURSING TEAM | BLOOD PRESSURE MONITOR | ACCOSON | 19121234 | ACCOSON | PM | 1 | 8
12135 | IN SERVICE | SOL11048 | ST MARY'S COMMUNITY HEALTH CAMPUS | COMMUNITY NURSING TEAM | BLOOD PRESSURE MONITOR | ACCOSON | 19120070 | ACCOSON | PM | 1 | 8
12136 | IN SERVICE | SOL11049 | ST MARY'S COMMUNITY HEALTH CAMPUS | COMMUNITY NURSING TEAM | BLOOD PRESSURE MONITOR | ACCOSON | 19120303 | ACCOSON | PM | 1 | 8
12137 | IN SERVICE | SOL11050 | ST MARY'S COMMUNITY HEALTH CAMPUS | COMMUNITY NURSING TEAM | PULSE OXIMETER-FINGER | MD300C2 | 195144200287 | BEIJING CHOICE ELECTRONICS | PM | 1 | 15
12138 | IN SERVICE | SOL11052 | ST MARY'S COMMUNITY HEALTH CAMPUS | COMMUNITY NURSING TEAM | PULSE OXIMETER-FINGER | MD300C2 | 195144200282 | BEIJING CHOICE ELECTRONICS | PM | 1 | 15
12139 | IN SERVICE | SOL11053 | ST MARY'S COMMUNITY HEALTH CAMPUS | COMMUNITY NURSING TEAM | PULSE OXIMETER-FINGER | MD300C2 | 195144200283 | BEIJING CHOICE ELECTRONICS | PM | 1 | 15
12140 | IN SERVICE | SOL11054 | ST MARY'S COMMUNITY HEALTH CAMPUS | COMMUNITY NURSING TEAM | PULSE OXIMETER-FINGER | MD300C2 | 195144200281 | BEIJING CHOICE ELECTRONICS | PM | 1 | 15
12141 | IN SERVICE | SOL11055 | ST MARY'S COMMUNITY HEALTH CAMPUS | COMMUNITY NURSING TEAM | PULSE OXIMETER-FINGER | MD300C2 | 195144200315 | BEIJING CHOICE ELECTRONICS | PM | 1 | 15
12142 | IN SERVICE | SOL11056 | ST MARY'S COMMUNITY HEALTH CAMPUS | COMMUNITY NURSING TEAM | PULSE OXIMETER-FINGER | MD300C2 | 195144200317 | BEIJING CHOICE ELECTRONICS | PM | 1 | 15
12143 | IN SERVICE | SOL11057 | ST MARY'S COMMUNITY HEALTH CAMPUS | COMMUNITY NURSING TEAM | PULSE OXIMETER-FINGER | MD300C2 | 195144200320 | BEIJING CHOICE ELECTRONICS | PM | 1 | 15
12144 | IN SERVICE | SOL11058 | ST MARY'S COMMUNITY HEALTH CAMPUS | COMMUNITY NURSING TEAM | PULSE OXIMETER-FINGER | MD300C2 | 195144200319 | BEIJING CHOICE ELECTRONICS | PM | 1 | 15
12145 | IN SERVICE | SOL11059 | ST MARY'S COMMUNITY HEALTH CAMPUS | COMMUNITY NURSING TEAM | PULSE OXIMETER-FINGER | MD300C2 | 195144200318 | BEIJING CHOICE ELECTRONICS | PM | 1 | 15
12146 | IN SERVICE | SOL11060 | ST MARY'S COMMUNITY HEALTH CAMPUS | COMMUNITY NURSING TEAM | PULSE OXIMETER-FINGER | MD300C13 | 191944100631 | BEIJING CHOICE ELECTRONICS | PM | 1 | 15
12147 | IN SERVICE | SOL11061 | ST MARY'S COMMUNITY HEALTH CAMPUS | COMMUNITY NURSING TEAM | PULSE OXIMETER-FINGER | MD300C13 | 191944100632 | BEIJING CHOICE ELECTRONICS | PM | 1 | 15
12148 | IN SERVICE | SOL11062 | ST MARY'S COMMUNITY HEALTH CAMPUS | COMMUNITY NURSING TEAM | PULSE OXIMETER-FINGER | MD300C13 | 191944100633 | BEIJING CHOICE ELECTRONICS | PM | 1 | 15
12149 | IN SERVICE | SOL11063 | ST MARY'S COMMUNITY HEALTH CAMPUS | COMMUNITY NURSING TEAM | PULSE OXIMETER-FINGER | MD300C13 | 191944100634 | BEIJING CHOICE ELECTRONICS | PM | 1 | 15
12151 | IN SERVICE | SOL11065 | ST MARY'S COMMUNITY HEALTH CAMPUS | COMMUNITY NURSING TEAM | PULSE OXIMETER-FINGER | MD300C13 | 191944100636 | BEIJING CHOICE ELECTRONICS | PM | 1 | 15
12152 | IN SERVICE | SOL11066 | ST MARY'S COMMUNITY HEALTH CAMPUS | COMMUNITY NURSING TEAM | PULSE OXIMETER-FINGER | MD300C13 | 191944100637 | BEIJING CHOICE ELECTRONICS | PM | 1 | 15
12153 | IN SERVICE | SOL11067 | ST MARY'S COMMUNITY HEALTH CAMPUS | COMMUNITY NURSING TEAM | PULSE OXIMETER-FINGER | MD300C13 | 191944100638 | BEIJING CHOICE ELECTRONICS | PM | 1 | 15
12154 | IN SERVICE | SOL11068 | ST MARY'S COMMUNITY HEALTH CAMPUS | COMMUNITY NURSING TEAM | PULSE OXIMETER-FINGER | MD300C13 | 191944100639 | BEIJING CHOICE ELECTRONICS | PM | 1 | 15
12155 | IN SERVICE | SOL11069 | ST MARY'S COMMUNITY HEALTH CAMPUS | COMMUNITY NURSING TEAM | PULSE OXIMETER-FINGER | MD300C13 | 191944100640 | BEIJING CHOICE ELECTRONICS | PM | 1 | 15
12156 | IN SERVICE | SOL11070 | ADELAIDE HEALTH CENTRE | SITE SERVICES-CORRIDOR | SCALES | M650 | 21906937 | MARSDEN | PM | 1 | 15
12157 | IN SERVICE | SOL11071 | JUBILEE HOUSE | INPATIENT UNIT-END OF LIFE CARE | INFUSION PUMP-SYRINGE | T34 | S22820 | CME MCKINLEY | PM | 1 | 55
12158 | IN SERVICE | SOL11072 | CROWN HEIGHTS | SEXUAL HEALTH | BLOOD PRESSURE MONITOR | UA-1030T | 5120200351 | A&D INSTRUMENTS | PM | 1 | 8
12159 | IN SERVICE | SOL11073 | CROWN HEIGHTS | SEXUAL HEALTH | THERMOMETER | THERMOSCAN | 29518K45136 | BRAUN | PM | 1 | 15
12160 | IN SERVICE | SOL11074 | CROWN HEIGHTS | SEXUAL HEALTH | STADIOMETER | NONE | 11074 | SECA LTD | INSPECTION ONLY | 1 | 15
12161 | IN SERVICE | SOL11075 | CROWN HEIGHTS | SEXUAL HEALTH | SCALES | 761 | 5761147193331 | SECA LTD | PM | 1 | 15
12162 | IN SERVICE | SOL11076 | CROWN HEIGHTS | SEXUAL HEALTH | THERMOMETER | THERMOSCAN | 29518K44885 | BRAUN | PM | 1 | 15
12163 | IN SERVICE | SOL11077 | CROWN HEIGHTS | SEXUAL HEALTH | BLOOD PRESSURE MONITOR | UA-767 | 3040302449 | A&D INSTRUMENTS | PM | 1 | 8
12164 | IN SERVICE | SOL11078 | ST MARY'S COMMUNITY HEALTH CAMPUS | THE TURNER CENTRE-HOME OXYGEN TEAM | PULSE OXIMETER-FINGER | MD300C2 | 123126105054 | BEIJING CHOICE ELECTRONICS | PM | 1 | 15
12165 | IN SERVICE | SOL11079 | FOREST PARK SECONDARY SCHOOL | SCHOOL NURSES-CLINIC ROOM | SCALES | M650 | 21912833 | MARSDEN | PM | 1 | 15
12166 | IN SERVICE | SOL11080 | FOREST PARK PRIMARY SCHOOL | SCHOOL NURSES-CLINIC ROOM | SCALES | M650 | 21912834 | MARSDEN | PM | 1 | 15
12167 | IN SERVICE | SOL11081 | ST MARY'S COMMUNITY HEALTH CAMPUS | THE TURNER CENTRE-HOME OXYGEN TEAM | BREATH ANALYSER | PICO | CP700644 | BEDFONT SCIENTIFIC | PM | 1 | 95
12168 | IN SERVICE | SOL11082 | ST MARY'S COMMUNITY HEALTH CAMPUS | THE TURNER CENTRE-HOME OXYGEN TEAM | BREATH ANALYSER | PICO | CP700604 | BEDFONT SCIENTIFIC | PM | 1 | 95
12169 | IN SERVICE | SOL11083 | ADELAIDE HEALTH CENTRE | SITE SERVICES-CORRIDOR | WHEELCHAIR | LYNX 4 | 201907122 | CARE CO | PM | 1 | 20
12170 | IN SERVICE | SOL11084 | ADELAIDE HEALTH CENTRE | SITE SERVICES-CORRIDOR | WHEELCHAIR | LYNX 4 | 201907173 | CARE CO | PM | 1 | 20
12171 | IN SERVICE | SOL11085 | ADELAIDE HEALTH CENTRE | SITE SERVICES-CORRIDOR | WHEELCHAIR | LYNX 4 | 201907183 | CARE CO | PM | 1 | 20
12172 | IN SERVICE | SOL11086 | ADELAIDE HEALTH CENTRE | SITE SERVICES-CORRIDOR | WHEELCHAIR | LYNX 4 | 201907129 | CARE CO | PM | 1 | 20
12173 | IN SERVICE | SOL11087 | ADELAIDE HEALTH CENTRE | SITE SERVICES-CORRIDOR | WHEELCHAIR | LYNX 4 | 201907213 | CARE CO | PM | 1 | 20
12174 | IN SERVICE | SOL11088 | ADELAIDE HEALTH CENTRE | SITE SERVICES-CORRIDOR | WHEELCHAIR | LYNX 4 | 201907145 | CARE CO | PM | 1 | 20
12175 | IN SERVICE | SOL11089 | ADELAIDE HEALTH CENTRE | SITE SERVICES-CORRIDOR | WHEELCHAIR | LYNX 4 | 201907202 | CARE CO | PM | 1 | 20
12176 | IN SERVICE | SOL11090 | ADELAIDE HEALTH CENTRE | SITE SERVICES-CORRIDOR | WHEELCHAIR | LYNX 4 | 201907185 | CARE CO | PM | 1 | 20
12177 | IN SERVICE | SOL11091 | ADELAIDE HEALTH CENTRE | SITE SERVICES-CORRIDOR | WHEELCHAIR | LYNX 4 | 201907165 | CARE CO | PM | 1 | 20
12178 | IN SERVICE | SOL11092 | ADELAIDE HEALTH CENTRE | SITE SERVICES-CORRIDOR | WHEELCHAIR | LYNX 4 | 201907154 | CARE CO | PM | 1 | 20
12179 | IN SERVICE | SOL11093 | ADELAIDE HEALTH CENTRE | SITE SERVICES-CORRIDOR | WHEELCHAIR | LYNX 4 | 201907209 | CARE CO | PM | 1 | 20
12180 | IN SERVICE | SOL11094 | ADELAIDE HEALTH CENTRE | SITE SERVICES-CORRIDOR | WHEELCHAIR | LYNX 4 | 201907208 | CARE CO | PM | 1 | 20
12181 | IN SERVICE | SOL11095 | ADELAIDE HEALTH CENTRE | SITE SERVICES-CORRIDOR | WHEELCHAIR | LYNX 4 | 201907191 | CARE CO | PM | 1 | 20
12182 | IN SERVICE | SOL11096 | ADELAIDE HEALTH CENTRE | SITE SERVICES-CORRIDOR | WHEELCHAIR | LYNX 4 | 201907158 | CARE CO | PM | 1 | 20
12183 | IN SERVICE | SOL11097 | ADELAIDE HEALTH CENTRE | SITE SERVICES-CORRIDOR | WHEELCHAIR | LYNX 4 | 201907116 | CARE CO | PM | 1 | 20
12184 | IN SERVICE | SOL11098 | ROYAL SOUTH HANTS HOSPITAL | BRAMBLES WARD-LOWER BRAMBLES | WHEELCHAIR | LYNX 4 | 201907123 | CARE CO | PM | 1 | 20
12185 | IN SERVICE | SOL11099 | ADELAIDE HEALTH CENTRE | SITE SERVICES-CORRIDOR | WHEELCHAIR | LYNX 4 | 201907195 | CARE CO | PM | 1 | 20
12186 | IN SERVICE | SOL11100 | ADELAIDE HEALTH CENTRE | SITE SERVICES-CORRIDOR | WHEELCHAIR | LYNX 4 | 201907174 | CARE CO | PM | 1 | 20
12187 | IN SERVICE | SOL11101 | ADELAIDE HEALTH CENTRE | SITE SERVICES-CORRIDOR | WHEELCHAIR | LYNX 4 | 201907171 | CARE CO | PM | 1 | 20
12188 | IN SERVICE | SOL11102 | ADELAIDE HEALTH CENTRE | SITE SERVICES-CORRIDOR | WHEELCHAIR | LYNX 4 | 201907212 | CARE CO | PM | 1 | 20
12189 | IN SERVICE | SOL11103 | ADELAIDE HEALTH CENTRE | SITE SERVICES-CORRIDOR | WHEELCHAIR | LYNX 4 | 201907206 | CARE CO | PM | 1 | 20
12190 | IN SERVICE | SOL11104 | ADELAIDE HEALTH CENTRE | SITE SERVICES-CORRIDOR | WHEELCHAIR | LYNX 4 | 201907175 | CARE CO | PM | 1 | 20
12191 | IN SERVICE | SOL11105 | ADELAIDE HEALTH CENTRE | SITE SERVICES-CORRIDOR | WHEELCHAIR | LYNX 4 | 201907151 | CARE CO | PM | 1 | 20
12192 | IN SERVICE | SOL11106 | ADELAIDE HEALTH CENTRE | SITE SERVICES-CORRIDOR | WHEELCHAIR | LYNX 4 | 201907211 | CARE CO | PM | 1 | 20
12193 | IN SERVICE | SOL11107 | ADELAIDE HEALTH CENTRE | SITE SERVICES-CORRIDOR | WHEELCHAIR | LYNX 4 | 201907210 | CARE CO | PM | 1 | 20
12194 | IN SERVICE | SOL11108 | ADELAIDE HEALTH CENTRE | SITE SERVICES-CORRIDOR | WHEELCHAIR | LYNX 4 | 201907182 | CARE CO | PM | 1 | 20
12195 | IN SERVICE | SOL11109 | ADELAIDE HEALTH CENTRE | SITE SERVICES-CORRIDOR | WHEELCHAIR | LYNX 4 | 201907190 | CARE CO | PM | 1 | 20
12196 | IN SERVICE | SOL11110 | ADELAIDE HEALTH CENTRE | SITE SERVICES-CORRIDOR | WHEELCHAIR | LYNX 4 | 201907117 | CARE CO | PM | 1 | 20
12197 | IN SERVICE | SOL11111 | ADELAIDE HEALTH CENTRE | SITE SERVICES-CORRIDOR | WHEELCHAIR | LYNX 4 | 201907161 | CARE CO | PM | 1 | 20
12198 | IN SERVICE | SOL11112 | ADELAIDE HEALTH CENTRE | SITE SERVICES-CORRIDOR | WHEELCHAIR | LYNX 4 | 201907183 | CARE CO | PM | 1 | 20
12199 | IN SERVICE | SOL11113 | ADELAIDE HEALTH CENTRE | SITE SERVICES-CORRIDOR | WHEELCHAIR | LYNX 4 | 201907187 | CARE CO | PM | 1 | 20
12200 | IN SERVICE | SOL11114 | ADELAIDE HEALTH CENTRE | SITE SERVICES-CORRIDOR | WHEELCHAIR | LYNX 4 | 201907121 | CARE CO | PM | 1 | 20
12201 | IN SERVICE | SOL11115 | ADELAIDE HEALTH CENTRE | SITE SERVICES-CORRIDOR | WHEELCHAIR | LYNX 4 | 201907142 | CARE CO | PM | 1 | 20
12202 | IN SERVICE | SOL11116 | ADELAIDE HEALTH CENTRE | SITE SERVICES-CORRIDOR | WHEELCHAIR | LYNX 4 | 201907164 | CARE CO | PM | 1 | 20
12203 | IN SERVICE | SOL11117 | ADELAIDE HEALTH CENTRE | SITE SERVICES-CORRIDOR | WHEELCHAIR | LYNX 4 | 201907168 | CARE CO | PM | 1 | 20
12204 | IN SERVICE | SOL11118 | ADELAIDE HEALTH CENTRE | SITE SERVICES-CORRIDOR | WHEELCHAIR | LYNX 4 | 201907198 | CARE CO | PM | 1 | 20
12205 | IN SERVICE | SOL11119 | ADELAIDE HEALTH CENTRE | SITE SERVICES-CORRIDOR | WHEELCHAIR | LYNX 4 | 201907128 | CARE CO | PM | 1 | 20
12206 | IN SERVICE | SOL11120 | ADELAIDE HEALTH CENTRE | SITE SERVICES-CORRIDOR | WHEELCHAIR | LYNX 4 | 201907184 | CARE CO | PM | 1 | 20
12207 | IN SERVICE | SOL11121 | ADELAIDE HEALTH CENTRE | SITE SERVICES-CORRIDOR | WHEELCHAIR | LYNX 4 | 201907214 | CARE CO | PM | 1 | 20
12208 | IN SERVICE | SOL11122 | ADELAIDE HEALTH CENTRE | SITE SERVICES-CORRIDOR | WHEELCHAIR | LYNX 4 | 201907120 | CARE CO | PM | 1 | 20
12209 | IN SERVICE | SOL11123 | ADELAIDE HEALTH CENTRE | SITE SERVICES-CORRIDOR | WHEELCHAIR | LYNX 4 | 201907201 | CARE CO | PM | 1 | 20
12210 | IN SERVICE | SOL11124 | ADELAIDE HEALTH CENTRE | SITE SERVICES-CORRIDOR | WHEELCHAIR | LYNX 4 | 201907134 | CARE CO | PM | 1 | 20
12211 | IN SERVICE | SOL11125 | ADELAIDE HEALTH CENTRE | SITE SERVICES-CORRIDOR | WHEELCHAIR | LYNX 4 | 201907193 | CARE CO | PM | 1 | 20
12212 | IN SERVICE | SOL11126 | ADELAIDE HEALTH CENTRE | SITE SERVICES-CORRIDOR | WHEELCHAIR | LYNX 4 | 201907192 | CARE CO | PM | 1 | 20
12213 | IN SERVICE | SOL11127 | ADELAIDE HEALTH CENTRE | SITE SERVICES-CORRIDOR | WHEELCHAIR | LYNX 4 | 201907108 | CARE CO | PM | 1 | 20
12214 | IN SERVICE | SOL11128 | ADELAIDE HEALTH CENTRE | SITE SERVICES-CORRIDOR | WHEELCHAIR | LYNX 4 | 201907205 | CARE CO | PM | 1 | 20
12215 | IN SERVICE | SOL11129 | HENRY TYNDALE SCHOOL | SCHOOL NURSES-CLINIC ROOM | SCALES | M650 | 21912835 | MARSDEN | PM | 1 | 15
12216 | IN SERVICE | SOL11130 | HENRY TYNDALE SCHOOL | SCHOOL NURSES-CLINIC ROOM | SCALE-CHAIR | DP3810/M-200 | 21910511 | MARSDEN | PM | 1 | 15
12217 | IN SERVICE | SOL11131 | ADELAIDE HEALTH CENTRE | CHILDREN COMMUNITY NURSING TEAM-LEVEL 2 | SCALES | M650 | 21912832 | MARSDEN | PM | 1 | 15
12218 | IN SERVICE | SOL11132 | ST FRANCIS SCHOOL | CHILDREN COMMUNITY NURSING TEAM-LEVEL 2 | SCALES | M650 | 21912831 | MARSDEN | PM | 1 | 15
12219 | IN SERVICE | SOL11133 | PORTSWOOD SOLENT SURGERY | GP SURGERY-PORTSWOOD SOLENT SURGERY | SCALES | 761 | 5761005153119 | SECA LTD | PM | 1 | 15
12220 | IN SERVICE | SOL11134 | PORTSWOOD SOLENT SURGERY | GP SURGERY-PORTSWOOD SOLENT SURGERY | BLOOD PRESSURE MONITOR | DB32 | 11134 | TRULY INSTRUMENTS | PM | 1 | 8
12221 | IN SERVICE | SOL11135 | PORTSWOOD SOLENT SURGERY | GP SURGERY-PORTSWOOD SOLENT SURGERY | BLOOD PRESSURE MONITOR | BOSO | 511161404 | BOSCH | PM | 1 | 8
12222 | IN SERVICE | SOL11136 | WESTERN COMMUNITY HOSPITAL | KITE UNIT | ECG MACHINE | PAGEWRITER TC50 | CN42042908 | PHILIPS HEALTHCARE | PM | 1 | 88
12223 | IN SERVICE | SOL11137 | ADELAIDE HEALTH CENTRE | SITE SERVICES-CORRIDOR | ECG MACHINE | PAGEWRITER TC50 | CN42042911 | PHILIPS HEALTHCARE | PM | 1 | 88
12224 | IN SERVICE | SOL11138 | ADELAIDE HEALTH CENTRE | SITE SERVICES-CORRIDOR | LIGHT-EXAMINATION | CARELITE | 11138 | LUXO LTD | PM | 1 | 10
12225 | IN SERVICE | SOL11139 | ADELAIDE HEALTH CENTRE | SITE SERVICES-CORRIDOR | LIGHT-EXAMINATION | CARELITE | 11139 | LUXO LTD | PM | 1 | 10
12226 | IN SERVICE | SOL11140 | ADELAIDE HEALTH CENTRE | SITE SERVICES-CORRIDOR | LIGHT-EXAMINATION | CARELITE | 11140 | LUXO LTD | PM | 1 | 10
12227 | IN SERVICE | SOL11141 | ADELAIDE HEALTH CENTRE | SITE SERVICES-CORRIDOR | LIGHT-EXAMINATION | CARELITE | 11141 | LUXO LTD | PM | 1 | 10
12228 | IN SERVICE | SOL11142 | ADELAIDE HEALTH CENTRE | SITE SERVICES-CORRIDOR | LIGHT-EXAMINATION | CARELITE | 11142 | LUXO LTD | PM | 1 | 10
12229 | IN SERVICE | SOL11143 | ADELAIDE HEALTH CENTRE | SITE SERVICES-CORRIDOR | LIGHT-EXAMINATION | CARELITE | 11143 | LUXO LTD | PM | 1 | 10
12230 | IN SERVICE | SOL11144 | ADELAIDE HEALTH CENTRE | SITE SERVICES-CORRIDOR | LIGHT-EXAMINATION | CARELITE | 11144 | LUXO LTD | PM | 1 | 10
12231 | IN SERVICE | SOL11145 | ADELAIDE HEALTH CENTRE | SITE SERVICES-CORRIDOR | LIGHT-EXAMINATION | CARELITE | 11145 | LUXO LTD | PM | 1 | 10
12232 | IN SERVICE | SOL11146 | ADELAIDE HEALTH CENTRE | SITE SERVICES-CORRIDOR | LIGHT-EXAMINATION | CARELITE | 11146 | LUXO LTD | PM | 1 | 10
12233 | IN SERVICE | SOL11147 | ADELAIDE HEALTH CENTRE | SITE SERVICES-CORRIDOR | LIGHT-EXAMINATION | CARELITE | 11147 | LUXO LTD | PM | 1 | 10
12234 | IN SERVICE | SOL11148 | ADELAIDE HEALTH CENTRE | SITE SERVICES-CORRIDOR | LIGHT-EXAMINATION | CARELITE | 11148 | LUXO LTD | PM | 1 | 10
12235 | IN SERVICE | SOL11149 | ADELAIDE HEALTH CENTRE | SITE SERVICES-CORRIDOR | LIGHT-EXAMINATION | CARELITE | 11149 | LUXO LTD | PM | 1 | 10
12236 | IN SERVICE | SOL11150 | ADELAIDE HEALTH CENTRE | SITE SERVICES-CORRIDOR | LIGHT-EXAMINATION | CARELITE | 11150 | LUXO LTD | PM | 1 | 10
12237 | IN SERVICE | SOL11151 | ADELAIDE HEALTH CENTRE | SITE SERVICES-CORRIDOR | LIGHT-EXAMINATION | CARELITE | 11151 | LUXO LTD | PM | 1 | 10
12238 | IN SERVICE | SOL11152 | ADELAIDE HEALTH CENTRE | SITE SERVICES-CORRIDOR | LIGHT-EXAMINATION | CARELITE | 11152 | LUXO LTD | PM | 1 | 10
12239 | IN SERVICE | SOL11153 | ADELAIDE HEALTH CENTRE | SITE SERVICES-CORRIDOR | LIGHT-EXAMINATION | CARELITE | 11153 | LUXO LTD | PM | 1 | 10
12240 | IN SERVICE | SOL11154 | ADELAIDE HEALTH CENTRE | SITE SERVICES-CORRIDOR | LIGHT-EXAMINATION | CARELITE | 11154 | LUXO LTD | PM | 1 | 10
12241 | IN SERVICE | SOL11155 | ADELAIDE HEALTH CENTRE | SITE SERVICES-CORRIDOR | LIGHT-EXAMINATION | CARELITE | 11155 | LUXO LTD | PM | 1 | 10
12242 | IN SERVICE | SOL11156 | ADELAIDE HEALTH CENTRE | SITE SERVICES-CORRIDOR | LIGHT-EXAMINATION | CARELITE | 11156 | LUXO LTD | PM | 1 | 10
12243 | IN SERVICE | SOL11157 | ADELAIDE HEALTH CENTRE | SITE SERVICES-CORRIDOR | LIGHT-EXAMINATION | CARELITE | 11157 | LUXO LTD | PM | 1 | 10
12244 | IN SERVICE | SOL11158 | ADELAIDE HEALTH CENTRE | SITE SERVICES-CORRIDOR | LIGHT-EXAMINATION | CARELITE | 11158 | LUXO LTD | PM | 1 | 10
12245 | IN SERVICE | SOL11159 | ADELAIDE HEALTH CENTRE | SITE SERVICES-CORRIDOR | LIGHT-EXAMINATION | CARELITE | 11159 | LUXO LTD | PM | 1 | 10
12246 | IN SERVICE | SOL11160 | ADELAIDE HEALTH CENTRE | SITE SERVICES-CORRIDOR | LIGHT-EXAMINATION | CARELITE | 11160 | LUXO LTD | PM | 1 | 10
12247 | IN SERVICE | SOL11161 | ADELAIDE HEALTH CENTRE | SITE SERVICES-CORRIDOR | LIGHT-EXAMINATION | CARELITE | 11161 | LUXO LTD | PM | 1 | 10
12248 | IN SERVICE | SOL11162 | ADELAIDE HEALTH CENTRE | SITE SERVICES-CORRIDOR | LIGHT-EXAMINATION | CARELITE | 11162 | LUXO LTD | PM | 1 | 10
12249 | IN SERVICE | SOL11163 | PORTSWOOD SOLENT SURGERY | GP SURGERY-PORTSWOOD SOLENT SURGERY | PULSE OXIMETER-FINGER | 50D | 11163 | ROHS | PM | 1 | 15
12250 | IN SERVICE | SOL11164 | PORTSWOOD SOLENT SURGERY | GP SURGERY-PORTSWOOD SOLENT SURGERY | PULSE OXIMETER-FINGER | 50D | 11164 | ROHS | PM | 1 | 15
12251 | IN SERVICE | SOL11165 | PORTSWOOD SOLENT SURGERY | GP SURGERY-PORTSWOOD SOLENT SURGERY | PULSE OXIMETER-FINGER | 50D | 11165 | ROHS | PM | 1 | 15
12252 | IN SERVICE | SOL11166 | PORTSWOOD SOLENT SURGERY | GP SURGERY-PORTSWOOD SOLENT SURGERY | PULSE OXIMETER-FINGER | 50D | 11166 | ROHS | PM | 1 | 15
12253 | IN SERVICE | SOL11167 | PORTSWOOD SOLENT SURGERY | GP SURGERY-PORTSWOOD SOLENT SURGERY | PULSE OXIMETER-FINGER | 50D | 11167 | ROHS | PM | 1 | 15
12254 | IN SERVICE | SOL11168 | PORTSWOOD SOLENT SURGERY | GP SURGERY-PORTSWOOD SOLENT SURGERY | BLOOD PRESSURE MONITOR | UA-757 | 5140700585 | A&D INSTRUMENTS | PM | 1 | 8
12255 | IN SERVICE | SOL11169 | PORTSWOOD SOLENT SURGERY | GP SURGERY-PORTSWOOD SOLENT SURGERY | BLOOD PRESSURE MONITOR | UA-757 | 5140700583 | A&D INSTRUMENTS | PM | 1 | 8
12256 | IN SERVICE | SOL11170 | PORTSWOOD SOLENT SURGERY | GP SURGERY-PORTSWOOD SOLENT SURGERY | BLOOD PRESSURE MONITOR | UA-757 | 5140700582 | A&D INSTRUMENTS | PM | 1 | 8
12257 | IN SERVICE | SOL11171 | PORTSWOOD SOLENT SURGERY | GP SURGERY-PORTSWOOD SOLENT SURGERY | BLOOD PRESSURE MONITOR | UA-757 | 5140700586 | A&D INSTRUMENTS | PM | 1 | 8
12258 | IN SERVICE | SOL11172 | PORTSWOOD SOLENT SURGERY | GP SURGERY-PORTSWOOD SOLENT SURGERY | BLOOD PRESSURE MONITOR | UA-757 | 5140700581 | A&D INSTRUMENTS | PM | 1 | 8
12259 | IN SERVICE | SOL11173 | ROYAL SOUTH HANTS HOSPITAL | SEXUAL HEALTH | BLOOD PRESSURE MONITOR | UA-767 | 5061001005 | A&D INSTRUMENTS | PM | 1 | 8
12260 | IN SERVICE | SOL11174 | ROYAL SOUTH HANTS HOSPITAL | SEXUAL HEALTH | HOT PLATE | E18 | 2-1812-L636 | LAMB | PM | 1 | 20
12261 | IN SERVICE | SOL11176 | ROYAL SOUTH HANTS HOSPITAL | SEXUAL HEALTH | ULTRASOUND TRANSDUCER | 6V1 | D151367831 | SONOSCAPE | OEM-AIH | 1 | FOC
12262 | IN SERVICE | SOL11177 | ROYAL SOUTH HANTS HOSPITAL | SEXUAL HEALTH | ULTRASOUND TRANSDUCER | 3C-A | D126538085 | SONOSCAPE | OEM-AIH | 1 | FOC
12263 | IN SERVICE | SOL11178 | ROYAL SOUTH HANTS HOSPITAL | SEXUAL HEALTH | PRINTER | UP-X898MD | 6011684 | SONY | OEM-AIH | 1 | 10
12264 | IN SERVICE | SOL11179 | ROYAL SOUTH HANTS HOSPITAL | SEXUAL HEALTH | THERMOMETER | BRAUN | 25816K48238 | WELCH ALLYN | PM | 1 | 15
12265 | IN SERVICE | SOL11180 | ROYAL SOUTH HANTS HOSPITAL | INPATIENT THERAPY-CLINICAL STAFF | BED-ELECTRIC | NESBIT EVANS | 11180 | ARJO HUNTLEIGH | PM | 1 | 20
12266 | IN SERVICE | SOL11181 | ROYAL SOUTH HANTS HOSPITAL | INPATIENT THERAPY-CLINICAL STAFF | BLOOD PRESSURE MONITOR | M7 INTELLI IT | 6700579LF | OMRON HEALTHCARE | PM | 1 | 8
12267 | IN SERVICE | SOL11182 | ROYAL SOUTH HANTS HOSPITAL | INPATIENT THERAPY-CLINICAL STAFF | BLOOD PRESSURE MONITOR | M7 INTELLI IT | 20090402139LF | OMRON HEALTHCARE | PM | 1 | 8
12268 | IN SERVICE | SOL11183 | ROYAL SOUTH HANTS HOSPITAL | INPATIENT THERAPY-CLINICAL STAFF | BLOOD PRESSURE MONITOR | M7 INTELLI IT | 6700121LF | OMRON HEALTHCARE | PM | 1 | 8
12269 | IN SERVICE | SOL11184 | HENRY TYNDALE SCHOOL | SCHOOL NURSES-CLINIC ROOM | PLINTH | NONE | 11184 | PERFORMANCE HEALTHCARE | PM | 1 | 35
12270 | IN SERVICE | SOL11185 | ROYAL SOUTH HANTS HOSPITAL | SEXUAL HEALTH | MEDICAL FRIDGE | PG1607C | 80900004444441797 | LEC MEDICAL | PM | 1 | NOT TO BE PRICED
12271 | IN SERVICE | SOL11186 | PORTSWOOD SOLENT SURGERY | GP SURGERY-PORTSWOOD SOLENT SURGERY | THERMOMETER | JXB-178 | C00200417625 | GUANGZHOU JINXINBAO | PM | 1 | 15
12272 | IN SERVICE | SOL11187 | PORTSWOOD SOLENT SURGERY | GP SURGERY-PORTSWOOD SOLENT SURGERY | THERMOMETER | JXB-178 | C00200417622 | GUANGZHOU JINXINBAO | PM | 1 | 15
12273 | IN SERVICE | SOL11188 | PORTSWOOD SOLENT SURGERY | GP SURGERY-PORTSWOOD SOLENT SURGERY | THERMOMETER | JXB-178 | C00200417626 | GUANGZHOU JINXINBAO | PM | 1 | 15
12274 | IN SERVICE | SOL11189 | PORTSWOOD SOLENT SURGERY | GP SURGERY-PORTSWOOD SOLENT SURGERY | THERMOMETER | JXB-178 | C00200417624 | GUANGZHOU JINXINBAO | PM | 1 | 15
12275 | IN SERVICE | SOL11190 | PORTSWOOD SOLENT SURGERY | GP SURGERY-PORTSWOOD SOLENT SURGERY | THERMOMETER | JXB-178 | C00200417623 | GUANGZHOU JINXINBAO | PM | 1 | 15
12276 | IN SERVICE | SOL11191 | PORTSWOOD SOLENT SURGERY | GP SURGERY-PORTSWOOD SOLENT SURGERY | THERMOMETER | JXB-178 | C00200417621 | GUANGZHOU JINXINBAO | PM | 1 | 15
12277 | IN SERVICE | SOL11192 | ROYAL SOUTH HANTS HOSPITAL | SEXUAL HEALTH | SCALES | 877 | 10000000261701 | SECA LTD | PM | 1 | 15
12278 | IN SERVICE | SOL11194 | ROYAL SOUTH HANTS HOSPITAL | SEXUAL HEALTH | ULTRASOUND TRANSDUCER | 3C-A | D122882414 | SONOSCAPE | OEM-AIH | 1 | FOC
12279 | IN SERVICE | SOL11195 | ROYAL SOUTH HANTS HOSPITAL | SEXUAL HEALTH | ULTRASOUND TRANSDUCER | 6V1 | D154715448 | SONOSCAPE | OEM-AIH | 1 | FOC
12280 | IN SERVICE | SOL11196 | ROYAL SOUTH HANTS HOSPITAL | SEXUAL HEALTH | PRINTER | UP-X898MD | 6011612 | SONY | OEM-AIH | 1 | 10
12281 | IN SERVICE | SOL11197 | CEDAR SCHOOL | SCHOOL NURSES-NURSES ROOM | SCALES | M650 | 21506699 | MARSDEN | PM | 1 | 15
12282 | IN SERVICE | SOL11198 | ADELAIDE HEALTH CENTRE | HEALTH VISITING AND SCHOOL NURSING | SCALE-BABY | 385 | 5385127136342 | SECA LTD | PM | 1 | 15
12283 | IN SERVICE | SOL11199 | ROYAL SOUTH HANTS HOSPITAL | COMMUNITY NURSING TEAM | THERMOMETER | THERMOSCAN | 09618K36759 | BRAUN | PM | 1 | 15
12284 | IN SERVICE | SOL11200 | ROYAL SOUTH HANTS HOSPITAL | COMMUNITY NURSING TEAM | THERMOMETER | THERMOSCAN | 25816K47934 | BRAUN | PM | 1 | 15
12285 | IN SERVICE | SOL11251 | ADELAIDE HEALTH CENTRE | SITE SERVICES-CORRIDOR | WHEELCHAIR | LYNX 4 | 201811002 | CARE CO | PM | 1 | 20
12286 | IN SERVICE | SOL11252 | ADELAIDE HEALTH CENTRE | SITE SERVICES-CORRIDOR | WHEELCHAIR | LYNX 4 | 11252 | CARE CO | PM | 1 | 20
12287 | IN SERVICE | SOL11253 | ADELAIDE HEALTH CENTRE | SITE SERVICES-CORRIDOR | WHEELCHAIR | LYNX 4 | 11253 | CARE CO | PM | 1 | 20
12288 | IN SERVICE | SOL11254 | ADELAIDE HEALTH CENTRE | SITE SERVICES-CORRIDOR | WHEELCHAIR | LYNX 4 | 201907167 | CARE CO | PM | 1 | 20
12290 | IN SERVICE | SOL11256 | ST MARY'S COMMUNITY HEALTH CAMPUS | COMMUNITY NURSING TEAM | BLOOD PRESSURE MONITOR | ACCOSON | 130310271 | ACCOSON | PM | 1 | 8
12291 | IN SERVICE | SOL11257 | ST MARY'S COMMUNITY HEALTH CAMPUS | COMMUNITY NURSING TEAM | PULSE OXIMETER-FINGER | OXY WATCH | 11257 | BEIJING CHOICE ELECTRONICS | PM | 1 | 15
12292 | IN SERVICE | SOL11258 | ADELAIDE HEALTH CENTRE | SITE SERVICES-CORRIDOR | WIRELESS ALERT ALARM | TS1502 | 11258 | NUTRIX CARE SYSTEMS | PM | 1 | 10
12293 | IN SERVICE | SOL11259 | ADELAIDE HEALTH CENTRE | SITE SERVICES-CORRIDOR | WIRELESS ALERT ALARM | TS1502 | 11259 | NUTRIX CARE SYSTEMS | PM | 1 | 10
12294 | IN SERVICE | SOL11260 | ADELAIDE HEALTH CENTRE | SITE SERVICES-CORRIDOR | WIRELESS ALERT ALARM | TS1502 | 11260 | NUTRIX CARE SYSTEMS | PM | 1 | 10
12295 | IN SERVICE | SOL11261 | ADELAIDE HEALTH CENTRE | SITE SERVICES-CORRIDOR | WIRELESS ALERT ALARM | TS1502 | 11261 | NUTRIX CARE SYSTEMS | PM | 1 | 10
12296 | IN SERVICE | SOL11262 | ADELAIDE HEALTH CENTRE | SITE SERVICES-CORRIDOR | WIRELESS ALERT ALARM | TS1502 | 11262 | NUTRIX CARE SYSTEMS | PM | 1 | 10
12297 | IN SERVICE | SOL11263 | ADELAIDE HEALTH CENTRE | SITE SERVICES-CORRIDOR | WIRELESS ALERT ALARM | TS1502 | 11263 | NUTRIX CARE SYSTEMS | PM | 1 | 10
12298 | IN SERVICE | SOL11264 | ADELAIDE HEALTH CENTRE | SITE SERVICES-CORRIDOR | WIRELESS ALERT ALARM | TS1502 | 11264 | NUTRIX CARE SYSTEMS | PM | 1 | 10
12299 | IN SERVICE | SOL11265 | ADELAIDE HEALTH CENTRE | SITE SERVICES-CORRIDOR | WIRELESS ALERT ALARM | TS1502 | 11265 | NUTRIX CARE SYSTEMS | PM | 1 | 10
12300 | IN SERVICE | SOL11266 | ADELAIDE HEALTH CENTRE | SITE SERVICES-CORRIDOR | WIRELESS ALERT ALARM | TS1502 | 11266 | NUTRIX CARE SYSTEMS | PM | 1 | 10
12301 | IN SERVICE | SOL11267 | ADELAIDE HEALTH CENTRE | SITE SERVICES-CORRIDOR | WIRELESS ALERT ALARM | TS1502 | 11267 | NUTRIX CARE SYSTEMS | PM | 1 | 10
12302 | IN SERVICE | SOL11268 | ADELAIDE HEALTH CENTRE | SITE SERVICES-CORRIDOR | WIRELESS ALERT ALARM | TS1502 | 11268 | NUTRIX CARE SYSTEMS | PM | 1 | 10
12303 | IN SERVICE | SOL11269 | ADELAIDE HEALTH CENTRE | SITE SERVICES-CORRIDOR | WIRELESS ALERT ALARM | TS1502 | 11269 | NUTRIX CARE SYSTEMS | PM | 1 | 10
12304 | IN SERVICE | SOL11270 | ADELAIDE HEALTH CENTRE | SITE SERVICES-CORRIDOR | WIRELESS ALERT ALARM | TS1502 | 11270 | NUTRIX CARE SYSTEMS | PM | 1 | 10
12305 | IN SERVICE | SOL11271 | ADELAIDE HEALTH CENTRE | SITE SERVICES-CORRIDOR | WIRELESS ALERT ALARM | TS1502 | 11271 | NUTRIX CARE SYSTEMS | PM | 1 | 10
12306 | IN SERVICE | SOL11272 | ADELAIDE HEALTH CENTRE | SITE SERVICES-CORRIDOR | WIRELESS ALERT ALARM | TS1502 | 11272 | NUTRIX CARE SYSTEMS | PM | 1 | 10
12307 | IN SERVICE | SOL11273 | ADELAIDE HEALTH CENTRE | SITE SERVICES-CORRIDOR | WIRELESS ALERT ALARM | TS1502 | 11273 | NUTRIX CARE SYSTEMS | PM | 1 | 10
12308 | IN SERVICE | SOL11274 | ADELAIDE HEALTH CENTRE | SITE SERVICES-CORRIDOR | WIRELESS ALERT ALARM | TS1502 | 11274 | NUTRIX CARE SYSTEMS | PM | 1 | 10
12309 | IN SERVICE | SOL11275 | ADELAIDE HEALTH CENTRE | SITE SERVICES-CORRIDOR | WIRELESS ALERT ALARM | TS1502 | 11275 | NUTRIX CARE SYSTEMS | PM | 1 | 10
12310 | IN SERVICE | SOL11276 | ADELAIDE HEALTH CENTRE | SITE SERVICES-CORRIDOR | WIRELESS ALERT ALARM | TS1502 | 11276 | NUTRIX CARE SYSTEMS | PM | 1 | 10
12311 | IN SERVICE | SOL11277 | ADELAIDE HEALTH CENTRE | SITE SERVICES-CORRIDOR | WIRELESS ALERT ALARM | TS1502 | 11277 | NUTRIX CARE SYSTEMS | PM | 1 | 10
12312 | IN SERVICE | SOL11278 | ADELAIDE HEALTH CENTRE | SITE SERVICES-CORRIDOR | WIRELESS ALERT ALARM | TS1502 | 11278 | NUTRIX CARE SYSTEMS | PM | 1 | 10
12313 | IN SERVICE | SOL11279 | ADELAIDE HEALTH CENTRE | SITE SERVICES-CORRIDOR | WIRELESS ALERT ALARM | TS1502 | 11279 | NUTRIX CARE SYSTEMS | PM | 1 | 10
12314 | IN SERVICE | SOL11280 | ADELAIDE HEALTH CENTRE | SITE SERVICES-CORRIDOR | WIRELESS ALERT ALARM | TS1502 | 11280 | NUTRIX CARE SYSTEMS | PM | 1 | 10
12315 | IN SERVICE | SOL11281 | ADELAIDE HEALTH CENTRE | SITE SERVICES-CORRIDOR | WIRELESS ALERT ALARM | TS1502 | 11281 | NUTRIX CARE SYSTEMS | PM | 1 | 10
12316 | IN SERVICE | SOL11282 | ADELAIDE HEALTH CENTRE | SITE SERVICES-CORRIDOR | WIRELESS ALERT ALARM | TS1502 | 11282 | NUTRIX CARE SYSTEMS | PM | 1 | 10
12317 | IN SERVICE | SOL11283 | ADELAIDE HEALTH CENTRE | SITE SERVICES-CORRIDOR | WIRELESS ALERT ALARM | TS1502 | 11283 | NUTRIX CARE SYSTEMS | PM | 1 | 10
12318 | IN SERVICE | SOL11284 | ADELAIDE HEALTH CENTRE | SITE SERVICES-CORRIDOR | WIRELESS ALERT ALARM | TS1502 | 11284 | NUTRIX CARE SYSTEMS | PM | 1 | 10
12319 | IN SERVICE | SOL11285 | ADELAIDE HEALTH CENTRE | SITE SERVICES-CORRIDOR | WIRELESS ALERT ALARM | TS1502 | 11285 | NUTRIX CARE SYSTEMS | PM | 1 | 10
12320 | IN SERVICE | SOL11286 | ADELAIDE HEALTH CENTRE | SITE SERVICES-CORRIDOR | WIRELESS ALERT ALARM | TS1502 | 11286 | NUTRIX CARE SYSTEMS | PM | 1 | 10
12321 | IN SERVICE | SOL11287 | ADELAIDE HEALTH CENTRE | SITE SERVICES-CORRIDOR | WIRELESS ALERT ALARM | TS1502 | 11287 | NUTRIX CARE SYSTEMS | PM | 1 | 10
12322 | IN SERVICE | SOL11288 | ADELAIDE HEALTH CENTRE | SITE SERVICES-CORRIDOR | WIRELESS ALERT ALARM | TS1502 | 11288 | NUTRIX CARE SYSTEMS | PM | 1 | 10
12323 | IN SERVICE | SOL11289 | ADELAIDE HEALTH CENTRE | SITE SERVICES-CORRIDOR | WIRELESS ALERT ALARM | TS1502 | 11289 | NUTRIX CARE SYSTEMS | PM | 1 | 10
12324 | IN SERVICE | SOL11290 | ADELAIDE HEALTH CENTRE | SITE SERVICES-CORRIDOR | WIRELESS ALERT ALARM | TS1502 | 11290 | NUTRIX CARE SYSTEMS | PM | 1 | 10
12325 | IN SERVICE | SOL11291 | ADELAIDE HEALTH CENTRE | SITE SERVICES-CORRIDOR | WIRELESS ALERT ALARM | TS1502 | 11291 | NUTRIX CARE SYSTEMS | PM | 1 | 10
12326 | IN SERVICE | SOL11292 | ADELAIDE HEALTH CENTRE | SITE SERVICES-CORRIDOR | WIRELESS ALERT ALARM | TS1502 | 11292 | NUTRIX CARE SYSTEMS | PM | 1 | 10
12327 | IN SERVICE | SOL11293 | ADELAIDE HEALTH CENTRE | SITE SERVICES-CORRIDOR | WHEELCHAIR | NOT KNOWN | 4S1912213826 | DRIVE DEVILBISS | PM | 1 | 20
12328 | IN SERVICE | SOL11294 | ADELAIDE HEALTH CENTRE | SITE SERVICES-CORRIDOR | WHEELCHAIR | NOT KNOWN | 4S1906171636 | DRIVE DEVILBISS | PM | 1 | 20
12329 | IN SERVICE | SOL11295 | ADELAIDE HEALTH CENTRE | SITE SERVICES-CORRIDOR | PATIENT TRANSFER AID | MOLIFT | 11295 | ETAC | PM | 1 | 70
12330 | IN SERVICE | SOL11296 | ADELAIDE HEALTH CENTRE | SITE SERVICES-CORRIDOR | PATIENT TRANSFER AID | MOLIFT | 11296 | ETAC | PM | 1 | 70
12331 | IN SERVICE | SOL11297 | ADELAIDE HEALTH CENTRE | SITE SERVICES-CORRIDOR | PATIENT TRANSFER AID | ROTUNDA | 13326 | ENABLE AID | PM | 1 | 70
12332 | IN SERVICE | SOL11298 | ROYAL SOUTH HANTS HOSPITAL | FANSHAWE WARD | ECG MACHINE | PAGEWRITER TC50 | CN42042909 | PHILIPS HEALTHCARE | PM | 1 | 88
12333 | IN SERVICE | SOL11299 | ADELAIDE HEALTH CENTRE | SITE SERVICES-CORRIDOR | PATIENT TRANSFER AID | ROTUNDA | 12998 | ENABLE AID | PM | 1 | 70
12334 | IN SERVICE | SOL11300 | ADELAIDE HEALTH CENTRE | SITE SERVICES-CORRIDOR | WHEELCHAIR | NOT KNOWN | 4S19122113835 | DRIVE DEVILBISS | PM | 1 | 20
12335 | IN SERVICE | SOL11301 | ADELAIDE HEALTH CENTRE | SITE SERVICES-CORRIDOR | BLOOD PRESSURE MONITOR | M6 COMFORT | 201912003734V | OMRON HEALTHCARE | PM | 1 | 8
12336 | IN SERVICE | SOL11302 | ADELAIDE HEALTH CENTRE | SITE SERVICES-CORRIDOR | WHEELCHAIR | NOT KNOWN | 4S1912213812 | DRIVE DEVILBISS | PM | 1 | 20
12337 | IN SERVICE | SOL11303 | ADELAIDE HEALTH CENTRE | SITE SERVICES-CORRIDOR | PATIENT TRANSFER AID | MOLIFT | 11303 | ETAC | PM | 1 | 70
12338 | IN SERVICE | SOL11304 | ADELAIDE HEALTH CENTRE | SITE SERVICES-CORRIDOR | PATIENT TRANSFER AID | MOLIFT | 11304 | ETAC | PM | 1 | 70
12339 | IN SERVICE | SOL11305 | ADELAIDE HEALTH CENTRE | SITE SERVICES-CORRIDOR | WHEELCHAIR | NOT KNOWN | 4S1912213810 | DRIVE DEVILBISS | PM | 1 | 20
12340 | IN SERVICE | SOL11306 | ADELAIDE HEALTH CENTRE | SITE SERVICES-CORRIDOR | WHEELCHAIR | NOT KNOWN | 4S1912213809 | DRIVE DEVILBISS | PM | 1 | 20
12341 | IN SERVICE | SOL11307 | ADELAIDE HEALTH CENTRE | SITE SERVICES-CORRIDOR | WHEELCHAIR | NOT KNOWN | 4S1912213818 | DRIVE DEVILBISS | PM | 1 | 20
12342 | IN SERVICE | SOL11308 | ADELAIDE HEALTH CENTRE | SITE SERVICES-CORRIDOR | WHEELCHAIR | NOT KNOWN | 4S1912213821 | DRIVE DEVILBISS | PM | 1 | 20
12343 | IN SERVICE | SOL11309 | NEW MILTON HEALTH CENTRE | SEXUAL HEALTH | X RAY FILM VIEWER | S2SV | 11309 | EVERYTHING X-RAY | PM | 1 | 25
12344 | IN SERVICE | SOL11310 | NEW MILTON HEALTH CENTRE | SEXUAL HEALTH | EYE CHART | NONE | 17528/25/11/65 | HS CLEMENT CLARKE | PM | 1 | 5
12345 | IN SERVICE | SOL11311 | NEW MILTON HEALTH CENTRE | SEXUAL HEALTH | X RAY FILM VIEWER | S2SV | 487 | EVERYTHING X-RAY | PM | 1 | 25
12346 | IN SERVICE | SOL11312 | NEW MILTON HEALTH CENTRE | SEXUAL HEALTH | SCALES | 761 | 5761356166202 | SECA LTD | PM | 1 | 15
12347 | IN SERVICE | SOL11313 | NEW MILTON HEALTH CENTRE | SEXUAL HEALTH | EYE CHART | NONE | 17437/16/9/98 | HS CLEMENT CLARKE | PM | 1 | 5
12348 | IN SERVICE | SOL11314 | BITTERNE HEALTH CENTRE | SITE SERVICES-CONSULTING ROOM | DOPPLER | FD1 | FD1PX0373820-15 | HUNTLEIGH HEALTHCARE | PM | 1 | 30
12349 | IN SERVICE | SOL1694 | BITTERNE HEALTH CENTRE | DENTAL-CLINIC ROOM | DENTAL LIGHT | MK1 | 1694 | DARAY | OEM-AIH | 1 | 8
12350 | IN SERVICE | SOL3142 | OAK PARK COMMUNITY CLINIC | SEXUAL HEALTH | BLOOD PRESSURE MONITOR | ACCOSON | 3142 | ACCOSON | PM | 1 | 8
12351 | IN SERVICE | SOL3143 | ST MARY'S COMMUNITY HEALTH CAMPUS | SEXUAL HEALTH | BLOOD PRESSURE MONITOR | ACCOSON | 3143 | ACCOSON | PM | 1 | 8
12352 | IN SERVICE | SOL3145 | ST MARY'S COMMUNITY HEALTH CAMPUS | SEXUAL HEALTH | BLOOD PRESSURE MONITOR | ACCOSON | 3145 | ACCOSON | PM | 1 | 8
12353 | IN SERVICE | SOL7008 | ADELAIDE HEALTH CENTRE | PODIATRY-PODIATRY CLINIC | ULTRASOUND TRANSDUCER | 8870 18-6 | 3017656 | BK MEDICAL | OEM-AIH | 1 | FOC
12354 | IN SERVICE | SOL7009 | HYTHE HOSPITAL | DENTAL-DENTAL CLINIC | PULSE OXIMETER-FINGER | 9006368 | 143219900223 | HENRY SCHEIN | OEM-AIH | 1 | 15
12355 | IN SERVICE | SOL7010 | EASTLEIGH HEALTH CENTRE | DENTAL ROOM | DENTAL X RAY VIEWER | 67-0445 | 8137 | RINN | OEM-AIH | 1 | 25
12356 | IN SERVICE | SOL7011 | EASTLEIGH HEALTH CENTRE | DENTAL ROOM | DENTAL APEX LOCATOR | APEX ID | A1180823273 | SYBRONENDO | OEM-AIH | 1 | 10
12357 | IN SERVICE | SOL7012 | ANDOVER HEALTH CENTRE | SEXUAL HEALTH | ULTRASOUND SCANNER | X3 | 0485885751 | SONOSCAPE | ASSET ONLY | 1 | NOT TO BE PRICED
12358 | IN SERVICE | SOL7013 | ANDOVER HEALTH CENTRE | SEXUAL HEALTH | ULTRASOUND TRANSDUCER | 6V1 | D151721862 | SONOSCAPE | ASSET ONLY | 1 | NOT TO BE PRICED
12359 | IN SERVICE | SOL7014 | ANDOVER HEALTH CENTRE | SEXUAL HEALTH | ULTRASOUND TRANSDUCER | 3C-A | D122433518 | SONOSCAPE | ASSET ONLY | 1 | NOT TO BE PRICED
12360 | IN SERVICE | SOL7015 | ANDOVER HEALTH CENTRE | SEXUAL HEALTH | TROLLEY-ULTRASOUND | ST-190 | 2001190043 | SONOSCAPE | ASSET ONLY | 1 | NOT TO BE PRICED
12361 | IN SERVICE | SOL7016 | ANDOVER HEALTH CENTRE | SEXUAL HEALTH | PRINTER | UP-X898MD | 6011689 | SONY | ASSET ONLY | 1 | NOT TO BE PRICED
12362 | IN SERVICE | SOL7198 | CROWN HEIGHTS | SEXUAL HEALTH | PULSE OXIMETER | NONE | XXA00OJ00955 | NONE | PM | 1 | 15
12363 | IN SERVICE | SOL7755 | PETERSFIELD COMMUNITY HOSPITAL | DENTAL ROOM | DENTAL UNIT | DU893 | 9539 | QUDENT | OEM-AIH | 1 | 125
12364 | IN SERVICE | SOL7756 | HAVANT HEALTH CENTRE | DENTAL-CLINIC ROOM | DENTAL CURING LIGHT | OPTIMA 10 | L1730037H2 | BA INTERNATIONAL | OEM-AIH | 1 | 15
12365 | IN SERVICE | SOL7757 | HAVANT HEALTH CENTRE | DENTAL-CLINIC ROOM | DENTAL UNIT | DU893 | 9528 | QUDENT | OEM-AIH | 1 | 125
12366 | IN SERVICE | SOL7758 | HAVANT HEALTH CENTRE | DENTAL-CLINIC ROOM | DENTAL DRILL | X-SMART PLUS | 07772739 | DENTSPLY | OEM-AIH | 1 | 45
12367 | IN SERVICE | SOL7759 | HAVANT HEALTH CENTRE | DENTAL-CLINIC ROOM | DENTAL SUCTION UNIT | VSA 300 | M420328010 | DURR DENTAL | OEM-AIH | 1 | 400
12368 | IN SERVICE | SOL7761 | HAVANT HEALTH CENTRE | DENTAL-CLINIC ROOM | DENTAL SUCTION UNIT | VSA 300 | L413180034 | DURR DENTAL | OEM-AIH | 1 | 400
12369 | IN SERVICE | SOL7762 | HAVANT HEALTH CENTRE | DENTAL-CLINIC ROOM | DENTAL APEX LOCATOR | ELEMENTS | 81170713054 | SYBRONENDO | OEM-AIH | 1 | 10
12370 | IN SERVICE | SOL8197 | WESTERN COMMUNITY HOSPITAL | SNOWDON WARD-MAIN BLOCK | PLINTH | 9622 | 645999 | ARJO HUNTLEIGH | PM | 1 | 35
12371 | IN SERVICE | SOL8830 | COWES MEDICAL CENTRE | DENTAL-SURGERY ROOM | DENTAL SUCTION UNIT | VS 300 | K391543038 | DURR DENTAL | OEM-AIH | 1 | 400
12372 | IN SERVICE | SOL8843 | COWES MEDICAL CENTRE | DENTAL-SURGERY ROOM | DENTAL CURING LIGHT | MINI LED | 199-10486 | ACTEON | OEM-AIH | 1 | 15
12373 | IN SERVICE | SOL8844 | COWES MEDICAL CENTRE | DENTAL-SURGERY ROOM | BLOOD PRESSURE MONITOR | M6 COMFORT | 20190310849VG | OMRON HEALTHCARE | OEM-AIH | 1 | 8
12374 | IN SERVICE | SOL9110 | ST MARY'S COMMUNITY HEALTH CAMPUS | OLDER PEOPLE MENTAL HEALTH-THE LANGSTONE CENTRE | BLOOD PRESSURE MONITOR | PRESSOSTABIL | 07065585 | WELCH ALLYN | PM | 1 | 8
12375 | IN SERVICE | SOL9111 | ST MARY'S COMMUNITY HEALTH CAMPUS | OLDER PEOPLE MENTAL HEALTH-THE LANGSTONE CENTRE | SPHYGMOMANOMETER | MEDISAVE | 9111 | MEDISAVE | PM | 1 | 8
12376 | IN SERVICE | SOL9112 | ST MARY'S COMMUNITY HEALTH CAMPUS | OLDER PEOPLE MENTAL HEALTH-THE LANGSTONE CENTRE | BLOOD PRESSURE MONITOR | SBM67 | C24/168584 | SANITAS | PM | 1 | 8
12377 | IN SERVICE | SOL9113 | ST MARY'S COMMUNITY HEALTH CAMPUS | OLDER PEOPLE MENTAL HEALTH-THE LANGSTONE CENTRE | BLOOD PRESSURE MONITOR | ACCOSON | 18060518 | ACCOSON | PM | 1 | 8
12378 | IN SERVICE | SOL9114 | ST MARY'S COMMUNITY HEALTH CAMPUS | OLDER PEOPLE MENTAL HEALTH-THE LANGSTONE CENTRE | BLOOD PRESSURE MONITOR | LBPK1 | 9114 | LLOYDS PHARMACY | PM | 1 | 8
12379 | IN SERVICE | SOL9115 | ST MARY'S COMMUNITY HEALTH CAMPUS | OLDER PEOPLE MENTAL HEALTH-THE LANGSTONE CENTRE | BLOOD PRESSURE MONITOR | MX3 PLUS | 6313774LF | OMRON HEALTHCARE | PM | 1 | 8
12380 | IN SERVICE | SOL9116 | ST MARY'S COMMUNITY HEALTH CAMPUS | OLDER PEOPLE MENTAL HEALTH-THE LANGSTONE CENTRE | PULSE OXIMETER-FINGER | MD300C13 | 175003800306 | BEIJING CHOICE ELECTRONICS | PM | 1 | 15
12381 | IN SERVICE | SOL9117 | ST MARY'S COMMUNITY HEALTH CAMPUS | OLDER PEOPLE MENTAL HEALTH-THE LANGSTONE CENTRE | THERMOMETER | BK8005 | 9117 | BOKANG | PM | 1 | 15
12382 | IN SERVICE | SOL9122 | ST MARY'S COMMUNITY HEALTH CAMPUS | OLDER PEOPLE MENTAL HEALTH-THE LANGSTONE CENTRE | SCALES | 875 | 5875151128532 | SECA LTD | PM | 1 | 15
12383 | IN SERVICE | SOL9124 | ST MARY'S COMMUNITY HEALTH CAMPUS | OLDER PEOPLE MENTAL HEALTH-THE LANGSTONE CENTRE | PULSE OXIMETER-FINGER | MD300C13 | 175003800005 | BEIJING CHOICE ELECTRONICS | PM | 1 | 15
12384 | IN SERVICE | SOL9125 | ST MARY'S COMMUNITY HEALTH CAMPUS | OLDER PEOPLE MENTAL HEALTH-THE LANGSTONE CENTRE | THERMOMETER | BK8005 | 9125 | BOKANG | PM | 1 | 15
12385 | IN SERVICE | SOL9126 | ST MARY'S COMMUNITY HEALTH CAMPUS | OLDER PEOPLE MENTAL HEALTH-THE LANGSTONE CENTRE | PULSE OXIMETER-FINGER | MD300C13 | 175003800388 | BEIJING CHOICE ELECTRONICS | PM | 1 | 15
12386 | IN SERVICE | SOL9127 | ST MARY'S COMMUNITY HEALTH CAMPUS | OLDER PEOPLE MENTAL HEALTH-THE LANGSTONE CENTRE | THERMOMETER | BK8005 | 9127 | BOKANG | PM | 1 | 15
12387 | IN SERVICE | SOL9181 | CROWN HEIGHTS | SEXUAL HEALTH | ULTRASOUND SCANNER | X3 | 0485666381 | SONOSCAPE | ASSET ONLY | 1 | NOT TO BE PRICED
12388 | IN SERVICE | SOL9182 | CROWN HEIGHTS | SEXUAL HEALTH | ULTRASOUND TRANSDUCER | 6V1 | D150812251 | SONOSCAPE | ASSET ONLY | 1 | NOT TO BE PRICED
12389 | IN SERVICE | SOL9183 | CROWN HEIGHTS | SEXUAL HEALTH | ULTRASOUND TRANSDUCER | 3C-A | D125544652 | SONOSCAPE | ASSET ONLY | 1 | NOT TO BE PRICED
12390 | IN SERVICE | SOL9184 | CROWN HEIGHTS | SEXUAL HEALTH | TROLLEY-ULTRASOUND | ST-190 | 2001190020 | SONOSCAPE | ASSET ONLY | 1 | NOT TO BE PRICED
12391 | IN SERVICE | SOL9185 | CROWN HEIGHTS | SEXUAL HEALTH | PRINTER | UP-X898MD | 6011665 | SONY | ASSET ONLY | 1 | NOT TO BE PRICED
12392 | IN SERVICE | SOL9186 | CROWN HEIGHTS | SEXUAL HEALTH | ULTRASOUND SCANNER | X3 | 0483859412 | SONOSCAPE | ASSET ONLY | 1 | NOT TO BE PRICED
12393 | IN SERVICE | SOL9187 | CROWN HEIGHTS | SEXUAL HEALTH | ULTRASOUND TRANSDUCER | 6V1 | D155199534 | SONOSCAPE | ASSET ONLY | 1 | NOT TO BE PRICED
12394 | IN SERVICE | SOL9188 | CROWN HEIGHTS | SEXUAL HEALTH | ULTRASOUND TRANSDUCER | 3C-A | D1231126085 | SONOSCAPE | ASSET ONLY | 1 | NOT TO BE PRICED
12395 | IN SERVICE | SOL9190 | CROWN HEIGHTS | SEXUAL HEALTH | TROLLEY-ULTRASOUND | ST-190 | 2001190044 | SONOSCAPE | ASSET ONLY | 1 | NOT TO BE PRICED
12396 | IN SERVICE | SOL9191 | CROWN HEIGHTS | SEXUAL HEALTH | PRINTER | UP-X898MD | 6011673 | SONY | ASSET ONLY | 1 | NOT TO BE PRICED
12397 | IN SERVICE | SOL9306 | ADELAIDE HEALTH CENTRE | GP SURGERY | PULSE OXIMETER-FINGER | BCI | 4090756 | SMITHS MEDICAL | PM | 1 | 15
12398 | IN SERVICE | SOL9307 | ADELAIDE HEALTH CENTRE | GP SURGERY | BLOOD PRESSURE MONITOR | GUARDIAN | 9307 | GUARDIAN | PM | 1 | 8
12400 | ADDITION | 220219220262 | ST JAMES HOSPITAL | THE LIMES-BROOKER UNIT | SLING | SLING | 220219220262 | ARJO HUNTLEIGH | OEM-MEDACO | 1 | 14
12401 | ADDITION | 220719008085 | ST JAMES HOSPITAL | THE LIMES-BROOKER UNIT | SLING | SLING | 220719008085 | ARJO HUNTLEIGH | OEM-MEDACO | 1 | 14
12402 | ADDITION | 2211130082 | ST JAMES HOSPITAL | THE LIMES-BROOKER UNIT | SLING | SLING | 2211130082 | ARJO HUNTLEIGH | OEM-MEDACO | 1 | 14
12403 | ADDITION | 300119938444 | ST JAMES HOSPITAL | THE LIMES-BROOKER UNIT | SLING-UNIVERSAL | 272 | 300119938444 | ARJO HUNTLEIGH | OEM-MEDACO | 1 | 14
12404 | ADDITION | 300119938449 | ST JAMES HOSPITAL | THE LIMES-BROOKER UNIT | SLING-UNIVERSAL | 272 | 300119938449 | ARJO HUNTLEIGH | OEM-MEDACO | 1 | 14
12405 | ADDITION | 300219996117 | ST JAMES HOSPITAL | THE LIMES-BROOKER UNIT | SLING-UNIVERSAL | 272 | 300219996117 | ARJO HUNTLEIGH | OEM-MEDACO | 1 | 14
12406 | ADDITION | 300219996288 | ST JAMES HOSPITAL | THE LIMES-BROOKER UNIT | SLING-UNIVERSAL | 272 | 300219996288 | ARJO HUNTLEIGH | OEM-MEDACO | 1 | 14
12407 | ADDITION | PL51A | ST JAMES HOSPITAL | THE ORCHARDS-CRISIS RESOLUTION TREATMENT TEAM | SLING | SLING | PL51A | ARJO HUNTLEIGH | OEM-MEDACO | 1 | 14
12408 | ADDITION | SL1511080029 | ST JAMES HOSPITAL | THE ORCHARDS-CRISIS RESOLUTION TREATMENT TEAM | SLING | OXFORD | SL1511080029 | OXFORD INSTRUMENTS | OEM-MEDACO | 1 | 14
12409 | ADDITION | SOL10250 | ADELAIDE HEALTH CENTRE | CHILDREN COMMUNITY NURSING TEAM-LEVEL 2 | HUMIDIFIER | HC150AEK | 10250 | FISHER & PAYKEL | PM | 1 | 55
12410 | ADDITION | SOL11203 | BATTENBURG AVENUE CLINIC | CHILDREN COMMUNITY NURSING-CHILD NURSING | INFUSION PUMP-SYRINGE | T34(3RD EDITION) | S00404402 | CME MCKINLEY | PM | 1 | 55
12411 | ADDITION | SOL11206 | BATTENBURG AVENUE CLINIC | CHILDREN COMMUNITY NURSING-CHILD NURSING | INFUSION PUMP-SYRINGE | T34(3RD EDITION) | S00404615 | CME MCKINLEY | PM | 1 | 55
12412 | ADDITION | SOL11209 | BATTENBURG AVENUE CLINIC | CHILDREN COMMUNITY NURSING-CHILD NURSING | VENTILATOR | NIPPY JUNIOR+ | 2018-33267 | BREAS MEDICAL | PM | 1 | 250
12413 | ADDITION | SOL11210 | SEMBAL HOUSE | RAPID RESPONSE TEAM-OFFICE | PULSE OXIMETER-FINGER | MD300C19 | 191009101242 | BEIJING CHOICE ELECTRONICS | PM | 1 | 15
12414 | ADDITION | SOL11211 | SEMBAL HOUSE | RAPID RESPONSE TEAM-OFFICE | PULSE OXIMETER-FINGER | MD300C19 | 191009101201 | BEIJING CHOICE ELECTRONICS | PM | 1 | 15
12415 | ADDITION | SOL11212 | SEMBAL HOUSE | RAPID RESPONSE TEAM-OFFICE | PULSE OXIMETER-FINGER | MD300C19 | 191009101297 | BEIJING CHOICE ELECTRONICS | PM | 1 | 15
12416 | ADDITION | SOL11213 | SEMBAL HOUSE | RAPID RESPONSE TEAM-OFFICE | PULSE OXIMETER-FINGER | MD300C19 | 191009101283 | BEIJING CHOICE ELECTRONICS | PM | 1 | 15
12417 | ADDITION | SOL11214 | SEMBAL HOUSE | RAPID RESPONSE TEAM-OFFICE | PULSE OXIMETER-FINGER | MD300C19 | 191009101254 | BEIJING CHOICE ELECTRONICS | PM | 1 | 15
12418 | ADDITION | SOL11215 | SEMBAL HOUSE | RAPID RESPONSE TEAM-OFFICE | PULSE OXIMETER-FINGER | MD300C19 | 191009101244 | BEIJING CHOICE ELECTRONICS | PM | 1 | 15
12419 | ADDITION | SOL11216 | SEMBAL HOUSE | RAPID RESPONSE TEAM-OFFICE | PULSE OXIMETER-FINGER | MD300C19 | 191009101286 | BEIJING CHOICE ELECTRONICS | PM | 1 | 15
12420 | ADDITION | SOL11217 | SEMBAL HOUSE | RAPID RESPONSE TEAM-OFFICE | PULSE OXIMETER-FINGER | MD300C19 | 191009101255 | BEIJING CHOICE ELECTRONICS | PM | 1 | 15
12421 | ADDITION | SOL11218 | SEMBAL HOUSE | RAPID RESPONSE TEAM-OFFICE | PULSE OXIMETER-FINGER | MD300C19 | 191009101209 | BEIJING CHOICE ELECTRONICS | PM | 1 | 15
12422 | ADDITION | SOL11219 | SEMBAL HOUSE | RAPID RESPONSE TEAM-OFFICE | PULSE OXIMETER-FINGER | MD300C19 | 191009101245 | BEIJING CHOICE ELECTRONICS | PM | 1 | 15
12423 | ADDITION | SOL11220 | SEMBAL HOUSE | RAPID RESPONSE TEAM-OFFICE | PULSE OXIMETER-FINGER | MD300C19 | 191009101292 | BEIJING CHOICE ELECTRONICS | PM | 1 | 15
12424 | ADDITION | SOL11221 | SEMBAL HOUSE | RAPID RESPONSE TEAM-OFFICE | PULSE OXIMETER-FINGER | MD300C19 | 191009101289 | BEIJING CHOICE ELECTRONICS | PM | 1 | 15
12425 | ADDITION | SOL11222 | SEMBAL HOUSE | RAPID RESPONSE TEAM-OFFICE | PULSE OXIMETER-FINGER | MD300C19 | 191009101267 | BEIJING CHOICE ELECTRONICS | PM | 1 | 15
12426 | ADDITION | SOL11223 | SEMBAL HOUSE | RAPID RESPONSE TEAM-OFFICE | PULSE OXIMETER-FINGER | MD300C19 | 191009101241 | BEIJING CHOICE ELECTRONICS | PM | 1 | 15
12427 | ADDITION | SOL11224 | SEMBAL HOUSE | RAPID RESPONSE TEAM-OFFICE | PULSE OXIMETER-FINGER | MD300C19 | 191009101291 | BEIJING CHOICE ELECTRONICS | PM | 1 | 15
12428 | ADDITION | SOL11225 | SEMBAL HOUSE | RAPID RESPONSE TEAM-OFFICE | PULSE OXIMETER-FINGER | MD300C19 | 191009101247 | BEIJING CHOICE ELECTRONICS | PM | 1 | 15
12429 | ADDITION | SOL11226 | SEMBAL HOUSE | RAPID RESPONSE TEAM-OFFICE | PULSE OXIMETER-FINGER | MD300C19 | 191009101298 | BEIJING CHOICE ELECTRONICS | PM | 1 | 15
12430 | ADDITION | SOL11227 | SEMBAL HOUSE | RAPID RESPONSE TEAM-OFFICE | PULSE OXIMETER-FINGER | MD300C19 | 191009101293 | BEIJING CHOICE ELECTRONICS | PM | 1 | 15
12431 | ADDITION | SOL11228 | SEMBAL HOUSE | RAPID RESPONSE TEAM-OFFICE | PULSE OXIMETER-FINGER | MD300C19 | 191009101207 | BEIJING CHOICE ELECTRONICS | PM | 1 | 15
12432 | ADDITION | SOL11229 | SEMBAL HOUSE | RAPID RESPONSE TEAM-OFFICE | PULSE OXIMETER-FINGER | MD300C19 | 191009101287 | BEIJING CHOICE ELECTRONICS | PM | 1 | 15
12433 | ADDITION | SOL11230 | SEMBAL HOUSE | RAPID RESPONSE TEAM-OFFICE | THERMOMETER | ACT8000 | 22200165 | ZEAL | PM | 1 | 15
12434 | ADDITION | SOL11231 | SEMBAL HOUSE | RAPID RESPONSE TEAM-OFFICE | THERMOMETER | ACT8000 | 22200170 | ZEAL | PM | 1 | 15
12435 | ADDITION | SOL11232 | SEMBAL HOUSE | RAPID RESPONSE TEAM-OFFICE | THERMOMETER | ACT8000 | 22200164 | ZEAL | PM | 1 | 15
12436 | ADDITION | SOL11233 | SEMBAL HOUSE | RAPID RESPONSE TEAM-OFFICE | THERMOMETER | ACT8000 | 22200169 | ZEAL | PM | 1 | 15
12437 | ADDITION | SOL11234 | SEMBAL HOUSE | RAPID RESPONSE TEAM-OFFICE | THERMOMETER | ACT8000 | 22200163 | ZEAL | PM | 1 | 15
12438 | ADDITION | SOL11235 | SEMBAL HOUSE | RAPID RESPONSE TEAM-OFFICE | THERMOMETER | ACT8000 | 22200162 | ZEAL | PM | 1 | 15
12439 | ADDITION | SOL11236 | SEMBAL HOUSE | RAPID RESPONSE TEAM-OFFICE | THERMOMETER | ACT8000 | 22200166 | ZEAL | PM | 1 | 15
12440 | ADDITION | SOL11237 | SEMBAL HOUSE | RAPID RESPONSE TEAM-OFFICE | THERMOMETER | ACT8000 | 22200168 | ZEAL | PM | 1 | 15
12441 | ADDITION | SOL11238 | SEMBAL HOUSE | RAPID RESPONSE TEAM-OFFICE | THERMOMETER | ACT8000 | 22200161 | ZEAL | PM | 1 | 15
12442 | ADDITION | SOL11239 | SEMBAL HOUSE | RAPID RESPONSE TEAM-OFFICE | THERMOMETER | ACT8000 | 22200167 | ZEAL | PM | 1 | 15
12443 | ADDITION | SOL11240 | SEMBAL HOUSE | RAPID RESPONSE TEAM-OFFICE | SPHYGMOMANOMETER | SHOCK RESISTANT | 131119150442 | WELCH ALLYN | PM | 1 | 8
12444 | ADDITION | SOL11241 | SEMBAL HOUSE | RAPID RESPONSE TEAM-OFFICE | PULSE OXIMETER-FINGER | 3300MDD | BB08010071 | SMITHS MEDICAL | PM | 1 | 15
12445 | ADDITION | SOL11242 | SEMBAL HOUSE | RAPID RESPONSE TEAM-OFFICE | GLUCOMETER | NEXUS | 427711735028257D | GLUCO RX | ASSET ONLY | 1 | NOT TO BE PRICED
12446 | ADDITION | SOL11243 | SEMBAL HOUSE | RAPID RESPONSE TEAM-OFFICE | PULSE OXIMETER-FINGER | 9006368 | 154419900432 | HENRY SCHEIN | PM | 1 | 15
12447 | ADDITION | SOL11244 | SEMBAL HOUSE | RAPID RESPONSE TEAM-OFFICE | GLUCOMETER | TD-4277 | 4277113190035959 | GLUCO RX | ASSET ONLY | 1 | NOT TO BE PRICED
12448 | ADDITION | SOL11245 | SEMBAL HOUSE | RAPID RESPONSE TEAM-OFFICE | SPHYGMOMANOMETER | LW | 782386 | LYALL WILLIS | PM | 1 | 8
12449 | ADDITION | SOL11246 | SEMBAL HOUSE | RAPID RESPONSE TEAM-OFFICE | GLUCOMETER | TD-4277 | 4277113190035847 | GLUCO RX | ASSET ONLY | 1 | NOT TO BE PRICED
12450 | ADDITION | SOL11247 | SEMBAL HOUSE | RAPID RESPONSE TEAM-OFFICE | PULSE OXIMETER-FINGER | CMS50DL | 20020102396 | CONTEC MEDICAL | PM | 1 | 15
12451 | ADDITION | SOL11248 | SEMBAL HOUSE | RAPID RESPONSE TEAM-OFFICE | SPHYGMOMANOMETER | NONE | 11248 | NONE | PM | 1 | 8
12452 | ADDITION | SOL11249 | ROYAL SOUTH HANTS HOSPITAL | FANSHAWE WARD | WHEELCHAIR | U8H1717BLK22SMF | U8H192016103010 | SUNRISE MEDICAL | PM | 1 | 20
12453 | ADDITION | SOL11250 | ROYAL SOUTH HANTS HOSPITAL | FANSHAWE WARD | WHEELCHAIR | BEN9+ | 8008011422 | INVACARE | PM | 1 | 20
12454 | ADDITION | SOL11315 | CHASE COMMUNITY HOSPITAL | SEXUAL HEALTH | BLOOD PRESSURE MONITOR | UA-767S-W | 5190801472 | A&D INSTRUMENTS | PM | 1 | 8
12455 | ADDITION | SOL11316 | CHASE COMMUNITY HOSPITAL | SEXUAL HEALTH | BLOOD PRESSURE MONITOR | UA-767S-W | 5190801471 | A&D INSTRUMENTS | PM | 1 | 8
12456 | ADDITION | SOL11317 | CHASE COMMUNITY HOSPITAL | SEXUAL HEALTH | BLOOD PRESSURE MONITOR | UA-767S-W | 5190801473 | A&D INSTRUMENTS | PM | 1 | 8
12457 | ADDITION | SOL11318 | ROYAL SOUTH HANTS HOSPITAL | FANSHAWE WARD | PULSE OXIMETER-FINGER | ONYX VANTAGE | 502777591 | NONIN | PM | 1 | 15
12458 | ADDITION | SOL11319 | ROYAL SOUTH HANTS HOSPITAL | FANSHAWE WARD | PULSE OXIMETER-FINGER | ONYX VANTAGE | 502778404 | NONIN | PM | 1 | 15
12459 | ADDITION | SOL11320 | ROYAL SOUTH HANTS HOSPITAL | FANSHAWE WARD | PULSE OXIMETER-FINGER | ONYX VANTAGE | 502777582 | NONIN | PM | 1 | 15
12460 | ADDITION | SOL11321 | ROYAL SOUTH HANTS HOSPITAL | FANSHAWE WARD | BLOOD PRESSURE MONITOR | BP AG1-20 | 011706985 | MICROLIFE HEALTH | PM | 1 | 8
12461 | ADDITION | SOL11322 | ROYAL SOUTH HANTS HOSPITAL | FANSHAWE WARD | PULSE OXIMETER-FINGER | ONYX VANTAGE | 502780511 | NONIN | PM | 1 | 15
12462 | ADDITION | SOL11323 | ROYAL SOUTH HANTS HOSPITAL | FANSHAWE WARD | PULSE OXIMETER-FINGER | ONYX VANTAGE | 502778406 | NONIN | PM | 1 | 15
12463 | ADDITION | SOL11324 | ROYAL SOUTH HANTS HOSPITAL | FANSHAWE WARD | THERMOMETER | FT3010 | 11324 | KINLEE | PM | 1 | 15
12464 | ADDITION | SOL11326 | ROYAL SOUTH HANTS HOSPITAL | FANSHAWE WARD | SCALE-CHAIR | DP3810/M-200 | 21901403 | MARSDEN | PM | 1 | 15
12465 | ADDITION | SOL11327 | ROYAL SOUTH HANTS HOSPITAL | NICHOLSTOWN SURGERY | SCALES | 877 | 5877211101962 | SECA LTD | PM | 1 | 15
12466 | ADDITION | SOL11329 | ROYAL SOUTH HANTS HOSPITAL | NICHOLSTOWN SURGERY | BLOOD PRESSURE MONITOR | GUARDIAN | 11329 | GUARDIAN | PM | 1 | 8
12467 | ADDITION | SOL11330 | ROYAL SOUTH HANTS HOSPITAL | NICHOLSTOWN SURGERY | BLOOD PRESSURE MONITOR | GUARDIAN | 11330 | GUARDIAN | PM | 1 | 8
12468 | ADDITION | SOL11331 | ROYAL SOUTH HANTS HOSPITAL | NICHOLSTOWN SURGERY | LIGHT-EXAMINATION | C50FXMP | 19039/3 | BRANDON MEDICAL | PM | 1 | 25
12469 | ADDITION | SOL11332 | ROYAL SOUTH HANTS HOSPITAL | NICHOLSTOWN SURGERY | LIGHT-EXAMINATION | C50FXMP | 19039/2 | BRANDON MEDICAL | PM | 1 | 25
12470 | ADDITION | SOL11333 | ROYAL SOUTH HANTS HOSPITAL | NICHOLSTOWN SURGERY | LIGHT-EXAMINATION | C50FXMP | 11333 | BRANDON MEDICAL | PM | 1 | 25
12471 | ADDITION | SOL11334 | ROYAL SOUTH HANTS HOSPITAL | NICHOLSTOWN SURGERY | BLOOD PRESSURE MONITOR | UA-767 | 5161101470 | A&D INSTRUMENTS | PM | 1 | 8
12472 | ADDITION | SOL11335 | ROYAL SOUTH HANTS HOSPITAL | NICHOLSTOWN SURGERY | OTOSCOPE | STANDARD | 180484 | KEELER | PM | 1 | 5
12473 | ADDITION | SOL11336 | ROYAL SOUTH HANTS HOSPITAL | NICHOLSTOWN SURGERY | OTOSCOPE | STANDARD | 180481 | KEELER | PM | 1 | 5
12474 | ADDITION | SOL11337 | ROYAL SOUTH HANTS HOSPITAL | NICHOLSTOWN SURGERY | LIGHT-EXAMINATION | LHHG2 | 11337 | LUXO LTD | PM | 1 | 25
12475 | ADDITION | SOL11338 | ROYAL SOUTH HANTS HOSPITAL | NICHOLSTOWN SURGERY | LIGHT-EXAMINATION | LHH10 | 11338 | LUXO LTD | PM | 1 | 25
12476 | ADDITION | SOL11339 | ROYAL SOUTH HANTS HOSPITAL | NICHOLSTOWN SURGERY | BLOOD PRESSURE MONITOR | GUARDIAN | 11339 | GUARDIAN | PM | 1 | 8
12477 | ADDITION | SOL11340 | ROYAL SOUTH HANTS HOSPITAL | NICHOLSTOWN SURGERY | LIGHT-EXAMINATION | LHH | 11340 | LUXO LTD | PM | 1 | 25
12478 | ADDITION | SOL11341 | ROYAL SOUTH HANTS HOSPITAL | NICHOLSTOWN SURGERY | LIGHT-EXAMINATION | LHH | 11341 | LUXO LTD | PM | 1 | 25
12479 | ADDITION | SOL11342 | TWO SAINTS DAY CENTRE | HOMELESS HEALTH TEAM-TWO SAINTS DAY | BLOOD PRESSURE MONITOR | M6 AC | 20160501539VG | OMRON HEALTHCARE | PM | 1 | 8
12480 | ADDITION | SOL11344 | BATTENBURG AVENUE CLINIC | CHILDREN COMMUNITY NURSING-CHILD NURSING | PULSE OXIMETER-HANDHELD | N560 | 011112120652 | NELLCOR | PM | 1 | 55
12481 | ADDITION | SOL11345 | BITTERNE HEALTH CENTRE | IMMUNISATION TEAM | MEDICAL FRIDGE | RLDF18041 | K000239 | LABCOLD | PM | 1 | 15
12482 | ADDITION | SOL11346 | BROADCAST HOUSE | COMMUNITY NURSING TEAM | BLOOD PRESSURE MONITOR | UA-767S-W | 5200301559 | A&D INSTRUMENTS | PM | 1 | 8
12483 | ADDITION | SOL11347 | ROYAL SOUTH HANTS HOSPITAL | COMMUNITY NURSING TEAM | THERMOMETER | GENTLE TEMP 510 | 20130501961UF | OMRON HEALTHCARE | PM | 1 | 15
12484 | ADDITION | SOL11348 | BATTENBURG AVENUE CLINIC | COMMUNITY PAEDIATRIC MEDICAL SERVICES | DIAGNOSTIC SET | KEELER VISTA | 11348 | KEELER | PM | 1 | 5
12485 | ADDITION | SOL11349 | BATTENBURG AVENUE CLINIC | COMMUNITY PAEDIATRIC MEDICAL SERVICES | OPHTHALMOSCOPE | TIMESCO | 11349 | ORION DIAGNOSTICA | PM | 1 | 5
12486 | ADDITION | SOL11350 | BATTENBURG AVENUE CLINIC | COMMUNITY PAEDIATRIC MEDICAL SERVICES | OPHTHALMOSCOPE | TIMESCO | 113450 | ORION DIAGNOSTICA | PM | 1 | 5
12487 | ADDITION | SOL11351 | BATTENBURG AVENUE CLINIC | COMMUNITY PAEDIATRIC MEDICAL SERVICES | OPHTHALMOSCOPE | TIMESCO | 113451 | ORION DIAGNOSTICA | PM | 1 | 5
12488 | ADDITION | SOL11352 | BATTENBURG AVENUE CLINIC | COMMUNITY PAEDIATRIC MEDICAL SERVICES | OPHTHALMOSCOPE | TIMESCO | 113452 | ORION DIAGNOSTICA | PM | 1 | 5
12489 | ADDITION | SOL11353 | BATTENBURG AVENUE CLINIC | COMMUNITY PAEDIATRIC MEDICAL SERVICES | OPHTHALMOSCOPE | TIMESCO | 113453 | ORION DIAGNOSTICA | PM | 1 | 5
12490 | ADDITION | SOL11354 | BATTENBURG AVENUE CLINIC | COMMUNITY PAEDIATRIC MEDICAL SERVICES | OPHTHALMOSCOPE | TIMESCO | 11354 | ORION DIAGNOSTICA | PM | 1 | 5
12491 | ADDITION | SOL11355 | BATTENBURG AVENUE CLINIC | COMMUNITY PAEDIATRIC MEDICAL SERVICES | OPHTHALMOSCOPE | TIMESCO | 11355 | ORION DIAGNOSTICA | PM | 1 | 5
12492 | ADDITION | SOL11356 | BATTENBURG AVENUE CLINIC | COMMUNITY PAEDIATRIC MEDICAL SERVICES | DIAGNOSTIC SET | SPIRIT | 11356 | KEELER | PM | 1 | 5
12493 | ADDITION | SOL11357 | BATTENBURG AVENUE CLINIC | COMMUNITY PAEDIATRIC MEDICAL SERVICES | DIAGNOSTIC SET | SPIRIT | 11357 | KEELER | PM | 1 | 5
12494 | ADDITION | SOL11358 | BATTENBURG AVENUE CLINIC | COMMUNITY PAEDIATRIC MEDICAL SERVICES | DIAGNOSTIC SET | SPIRIT | 11358 | KEELER | PM | 1 | 5
12495 | ADDITION | SOL11359 | BATTENBURG AVENUE CLINIC | COMMUNITY PAEDIATRIC MEDICAL SERVICES | DIAGNOSTIC SET | SPIRIT | 11359 | KEELER | PM | 1 | 5
12496 | ADDITION | SOL11360 | BATTENBURG AVENUE CLINIC | COMMUNITY PAEDIATRIC MEDICAL SERVICES | DIAGNOSTIC SET | SPIRIT | 11360 | KEELER | PM | 1 | 5
12497 | ADDITION | SOL11361 | BATTENBURG AVENUE CLINIC | COMMUNITY PAEDIATRIC MEDICAL SERVICES | DIAGNOSTIC SET | SPIRIT | 11361 | KEELER | PM | 1 | 5
12498 | ADDITION | SOL11362 | BATTENBURG AVENUE CLINIC | COMMUNITY PAEDIATRIC MEDICAL SERVICES | DIAGNOSTIC SET | SPIRIT | 11362 | KEELER | PM | 1 | 5
12499 | ADDITION | SOL11363 | BATTENBURG AVENUE CLINIC | COMMUNITY PAEDIATRIC MEDICAL SERVICES | DIAGNOSTIC SET | SPIRIT | 11363 | KEELER | PM | 1 | 5
12500 | ADDITION | SOL11364 | BATTENBURG AVENUE CLINIC | COMMUNITY PAEDIATRIC MEDICAL SERVICES | DIAGNOSTIC SET | SPIRIT | 11364 | KEELER | PM | 1 | 5
12501 | ADDITION | SOL11365 | ADELAIDE HEALTH CENTRE | SITE SERVICES-CORRIDOR | VITAL SIGNS MONITOR | CONNEX SPOT MONITOR | (21)100074802420 | WELCH ALLYN | PM | 1 | 55
12502 | ADDITION | SOL11366 | ADELAIDE HEALTH CENTRE | SITE SERVICES-CORRIDOR | VITAL SIGNS MONITOR | CONNEX SPOT MONITOR | (21)100071752320 | WELCH ALLYN | PM | 1 | 55
12503 | ADDITION | SOL11370 | TWO SAINTS DAY CENTRE | HOMELESS HEALTH TEAM-TWO SAINTS DAY | PULSE OXIMETER-FINGER | MD300C12 | 120726500108 | BEIJING CHOICE ELECTRONICS | PM | 1 | 15
12504 | ADDITION | SOL11371 | TWO SAINTS DAY CENTRE | HOMELESS HEALTH TEAM-TWO SAINTS DAY | THERMOMETER | BRAUN | 11110041653 | WELCH ALLYN | PM | 1 | 15
12505 | ADDITION | SOL11372 | SOUTHAMPTON GENERAL HOSPITAL | DENTAL-DENTAL CLINIC | TROLLEY-TREATMENT | QA4 | 11372 | ANETIC AID | OEM-AIH | 1 | 90
12506 | ADDITION | SOL11373 | SOUTHAMPTON GENERAL HOSPITAL | DENTAL-DENTAL CLINIC | TROLLEY-TREATMENT | QA4 | 11373 | ANETIC AID | OEM-AIH | 1 | 90
12507 | ADDITION | SOL11374 | SOUTHAMPTON GENERAL HOSPITAL | DENTAL-DENTAL CLINIC | TROLLEY-TREATMENT | QA4 | 11374 | ANETIC AID | OEM-AIH | 1 | 90
12508 | ADDITION | SOL11375 | ROYAL SOUTH HANTS HOSPITAL | FANSHAWE WARD | VITAL SIGNS MONITOR | SPOT VITAL SIGNS | (21)100071832420 | WELCH ALLYN | PM | 1 | 55
12509 | ADDITION | SOL11376 | ADELAIDE HEALTH CENTRE | SITE SERVICES-CORRIDOR | VITAL SIGNS MONITOR | SPOT VITAL SIGNS | (21)100071882420 | WELCH ALLYN | PM | 1 | 55
12510 | ADDITION | SOL11377 | ROYAL SOUTH HANTS HOSPITAL | FANSHAWE WARD | THERMOMETER | FT3010 | 11377 | KINLEE | PM | 1 | 15
12511 | ADDITION | SOL11378 | ROYAL SOUTH HANTS HOSPITAL | FANSHAWE WARD | VITAL SIGNS MONITOR | CONNEX SPOT MONITOR | (21)100078172520 | WELCH ALLYN | PM | 1 | 55
12512 | ADDITION | SOL11379 | ADELAIDE HEALTH CENTRE | SITE SERVICES-CORRIDOR | VITAL SIGNS MONITOR | CONNEX SPOT MONITOR | (21)100078182520 | WELCH ALLYN | PM | 1 | 55
12513 | ADDITION | SOL11380 | ADELAIDE HEALTH CENTRE | SITE SERVICES-CORRIDOR | VITAL SIGNS MONITOR | CONNEX SPOT MONITOR | (21)100071802420 | WELCH ALLYN | PM | 1 | 55
12514 | ADDITION | SOL11381 | ROYAL SOUTH HANTS HOSPITAL | FANSHAWE WARD | VITAL SIGNS MONITOR | CONNEX SPOT MONITOR | (21)100071842420 | WELCH ALLYN | PM | 1 | 55
12515 | ADDITION | SOL11382 | ROYAL SOUTH HANTS HOSPITAL | BRAMBLES WARD-LOWER BRAMBLES | VITAL SIGNS MONITOR | CONNEX SPOT MONITOR | (21)100071702320 | WELCH ALLYN | PM | 1 | 55
12516 | ADDITION | SOL11383 | THORNHILL CENTRE FOR HEALTHY LIVING | SITE SERVICES-CONSULTING ROOM | MEDICAL FRIDGE | PSR273UK | 50802449444440950 | LEC MEDICAL | PM | 1 | 15
12517 | ADDITION | SOL11384 | BITTERNE HEALTH CENTRE | COMMUNITY NURSING TEAM | BLOOD PRESSURE MONITOR | M6 AC | 20151100779VG | OMRON HEALTHCARE | PM | 1 | 8
12518 | ADDITION | SOL11385 | BITTERNE HEALTH CENTRE | COMMUNITY NURSING TEAM | THERMOMETER | DT-8809C | 11385 | ROHS | PM | 1 | 15
12519 | ADDITION | SOL11386 | BITTERNE HEALTH CENTRE | COMMUNITY NURSING TEAM | PULSE OXIMETER-FINGER | 9006368 | 180315900367 | HENRY SCHEIN | PM | 1 | 15
12520 | ADDITION | SOL11387 | BITTERNE HEALTH CENTRE | COMMUNITY NURSING TEAM | THERMOMETER | THERMOSCAN | 16020K03597 | WELCH ALLYN | PM | 1 | 15
12521 | ADDITION | SOL11388 | BITTERNE HEALTH CENTRE | COMMUNITY NURSING TEAM | THERMOMETER | THERMOSCAN | 16020K03795 | WELCH ALLYN | PM | 1 | 15
12522 | ADDITION | SOL11389 | QUEEN ALEXANDRA HOSPITAL | REHABILITATION CENTRE-PHYSIOTHERAPY | EXERCISER-PARALLEL BAR | NONE | 11389 | NONE | PM | 1 | 20
12523 | ADDITION | SOL11390 | BITTERNE HEALTH CENTRE | COMMUNITY NURSING TEAM | THERMOMETER | THERMOSCAN 6020 | 19620K02783 | BRAUN | PM | 1 | 15
12524 | ADDITION | SOL11391 | BITTERNE HEALTH CENTRE | COMMUNITY NURSING TEAM | THERMOMETER | THERMOSCAN 6020 | 19620K43931 | BRAUN | PM | 1 | 15
12525 | ADDITION | SOL11392 | BITTERNE HEALTH CENTRE | PODIATRY-PODIATRY CLINIC | DOPPLER | MD2 | MD2P10203166-04 | HUNTLEIGH HEALTHCARE | PM | 1 | 30
12526 | ADDITION | SOL11393 | BITTERNE HEALTH CENTRE | PODIATRY-PODIATRY CLINIC | THERMOMETER | BK8005 | 11393 | BOKANG | PM | 1 | 15
12527 | ADDITION | SOL11394 | ROYAL SOUTH HANTS HOSPITAL | INPATIENT THERAPY-CLINICAL STAFF | EXERCISER-PEDAL | OXYCYCLE 3 | 1710141 | MSD | PM | 1 | 25
12528 | ADDITION | SOL11395 | BITTERNE HEALTH CENTRE | COMMUNITY NURSING TEAM | BLOOD PRESSURE MONITOR | CERTIFIED | 11395 | CERTIFIED | PM | 1 | 8
12529 | ADDITION | SOL11396 | BITTERNE HEALTH CENTRE | COMMUNITY NURSING TEAM | BLOOD PRESSURE MONITOR | CERTIFIED | 11396 | CERTIFIED | PM | 1 | 8
12530 | ADDITION | SOL11397 | BITTERNE HEALTH CENTRE | COMMUNITY NURSING TEAM | THERMOMETER | THERMOSCAN | 25816K44924 | BRAUN | PM | 1 | 15
12531 | ADDITION | SOL11398 | ST MARY'S COMMUNITY HEALTH CAMPUS | COMMUNITY NURSING TEAM | PULSE OXIMETER-FINGER | MD300C19 | 202468623989 | BEIJING CHOICE ELECTRONICS | PM | 1 | 15
12532 | ADDITION | SOL11399 | ST MARY'S COMMUNITY HEALTH CAMPUS | COMMUNITY NURSING TEAM | PULSE OXIMETER-FINGER | MD300C19 | 202468623990 | BEIJING CHOICE ELECTRONICS | PM | 1 | 15
12533 | ADDITION | SOL11400 | ST MARY'S COMMUNITY HEALTH CAMPUS | COMMUNITY NURSING TEAM | PULSE OXIMETER-FINGER | MD300C19 | 202468623987 | BEIJING CHOICE ELECTRONICS | PM | 1 | 15
12534 | ADDITION | SOL11401 | ST MARY'S COMMUNITY HEALTH CAMPUS | COMMUNITY NURSING TEAM | PULSE OXIMETER-FINGER | MD300C19 | 202468623988 | BEIJING CHOICE ELECTRONICS | PM | 1 | 15
12535 | ADDITION | SOL11402 | ST MARY'S COMMUNITY HEALTH CAMPUS | COMMUNITY NURSING TEAM | PULSE OXIMETER-FINGER | MD300C19 | 202468623985 | BEIJING CHOICE ELECTRONICS | PM | 1 | 15
12536 | ADDITION | SOL11403 | ST MARY'S COMMUNITY HEALTH CAMPUS | COMMUNITY NURSING TEAM | PULSE OXIMETER-FINGER | MD300C19 | 202468623986 | BEIJING CHOICE ELECTRONICS | PM | 1 | 15
12537 | ADDITION | SOL11404 | ST MARY'S COMMUNITY HEALTH CAMPUS | COMMUNITY NURSING TEAM | PULSE OXIMETER-FINGER | MD300C19 | 202468623983 | BEIJING CHOICE ELECTRONICS | PM | 1 | 15
12538 | ADDITION | SOL11405 | ST MARY'S COMMUNITY HEALTH CAMPUS | COMMUNITY NURSING TEAM | PULSE OXIMETER-FINGER | MD300C19 | 202468623984 | BEIJING CHOICE ELECTRONICS | PM | 1 | 15
12539 | ADDITION | SOL11406 | ST MARY'S COMMUNITY HEALTH CAMPUS | COMMUNITY NURSING TEAM | PULSE OXIMETER-FINGER | MD300C19 | 202468623981 | BEIJING CHOICE ELECTRONICS | PM | 1 | 15
12540 | ADDITION | SOL11407 | ST MARY'S COMMUNITY HEALTH CAMPUS | COMMUNITY NURSING TEAM | PULSE OXIMETER-FINGER | MD300C19 | 202468623982 | BEIJING CHOICE ELECTRONICS | PM | 1 | 15
12541 | ADDITION | SOL11408 | ST MARY'S COMMUNITY HEALTH CAMPUS | COMMUNITY NURSING TEAM | THERMOMETER | ACT8000 | 23100761 | ZEAL | PM | 1 | 15
12542 | ADDITION | SOL11409 | ST MARY'S COMMUNITY HEALTH CAMPUS | COMMUNITY NURSING TEAM | THERMOMETER | ACT8000 | 23100766 | ZEAL | PM | 1 | 15
12543 | ADDITION | SOL11410 | ST MARY'S COMMUNITY HEALTH CAMPUS | COMMUNITY NURSING TEAM | THERMOMETER | ACT8000 | 23100767 | ZEAL | PM | 1 | 15
12544 | ADDITION | SOL11411 | ST MARY'S COMMUNITY HEALTH CAMPUS | COMMUNITY NURSING TEAM | THERMOMETER | ACT8000 | 23100763 | ZEAL | PM | 1 | 15
12545 | ADDITION | SOL11412 | ST MARY'S COMMUNITY HEALTH CAMPUS | COMMUNITY NURSING TEAM | THERMOMETER | ACT8000 | 23100762 | ZEAL | PM | 1 | 15
12546 | ADDITION | SOL11413 | ST FRANCIS SCHOOL | SCHOOL NURSES-CLINIC ROOM | SCALES | DP3800 | 0LC051496 | MARSDEN | PM | 1 | 15
12547 | ADDITION | SOL11414 | ST MARY'S COMMUNITY HEALTH CAMPUS | PORTSMOUTH REHAB AND REABLEMENT TEAM - PRRT | BLOOD PRESSURE MONITOR | ACCOSON | 19071294 | ACCOSON | PM | 1 | 8
12548 | ADDITION | SOL11415 | ST MARY'S COMMUNITY HEALTH CAMPUS | PORTSMOUTH REHAB AND REABLEMENT TEAM - PRRT | BLOOD PRESSURE MONITOR | HONSUN | 11415 | LYALL WILLIS | PM | 1 | 8
12549 | ADDITION | SOL11416 | ST MARY'S COMMUNITY HEALTH CAMPUS | PORTSMOUTH REHAB AND REABLEMENT TEAM - PRRT | THERMOMETER | DM-300 | 11416 | NOT KNOWN | PM | 1 | 15
12550 | ADDITION | SOL11417 | ST MARY'S COMMUNITY HEALTH CAMPUS | PORTSMOUTH REHAB AND REABLEMENT TEAM - PRRT | PULSE OXIMETER-FINGER | MD300C2 | 182244200545 | BEIJING CHOICE ELECTRONICS | PM | 1 | 15
12551 | ADDITION | SOL11418 | ST MARY'S COMMUNITY HEALTH CAMPUS | PORTSMOUTH REHAB AND REABLEMENT TEAM - PRRT | GLUCOMETER | FREESTYLE | LAMY143S03901 | ABBOTS MEDICAL | ASSET ONLY | 1 | NOT TO BE PRICED
12552 | ADDITION | SOL11419 | ST MARY'S COMMUNITY HEALTH CAMPUS | PORTSMOUTH REHAB AND REABLEMENT TEAM - PRRT | BLOOD PRESSURE MONITOR | SPHYGMOMANOMETER | 2047997 | PRESTIGE MEDICAL | PM | 1 | 8
12553 | ADDITION | SOL11420 | ST MARY'S COMMUNITY HEALTH CAMPUS | PORTSMOUTH REHAB AND REABLEMENT TEAM - PRRT | THERMOMETER | ET-100A | 11420 | SCIAN | PM | 1 | 15
12554 | ADDITION | SOL11421 | ST MARY'S COMMUNITY HEALTH CAMPUS | PORTSMOUTH REHAB AND REABLEMENT TEAM - PRRT | PULSE OXIMETER-FINGER | MD300C2 | 182244200542 | BEIJING CHOICE ELECTRONICS | PM | 1 | 15
12555 | ADDITION | SOL11422 | ST MARY'S COMMUNITY HEALTH CAMPUS | PORTSMOUTH REHAB AND REABLEMENT TEAM - PRRT | THERMOMETER | ET-100A | 11422 | SCIAN | PM | 1 | 15
12556 | ADDITION | SOL11423 | ST MARY'S COMMUNITY HEALTH CAMPUS | PORTSMOUTH REHAB AND REABLEMENT TEAM - PRRT | GLUCOMETER | FREESTYLE | LBMA198S01416 | ABBOTS MEDICAL | ASSET ONLY | 1 | NOT TO BE PRICED
12557 | ADDITION | SOL11424 | ST MARY'S COMMUNITY HEALTH CAMPUS | PORTSMOUTH REHAB AND REABLEMENT TEAM - PRRT | GLUCOMETER | FREESTYLE | LBMA198S00922 | ABBOTS MEDICAL | ASSET ONLY | 1 | NOT TO BE PRICED
12558 | ADDITION | SOL11425 | ST MARY'S COMMUNITY HEALTH CAMPUS | PORTSMOUTH REHAB AND REABLEMENT TEAM - PRRT | GLUCOMETER | FREESTYLE | LBMA198S01577 | ABBOTS MEDICAL | ASSET ONLY | 1 | NOT TO BE PRICED
12559 | ADDITION | SOL11426 | ST MARY'S COMMUNITY HEALTH CAMPUS | PORTSMOUTH REHAB AND REABLEMENT TEAM - PRRT | GLUCOMETER | FREESTYLE | LBMA198S01167 | ABBOTS MEDICAL | ASSET ONLY | 1 | NOT TO BE PRICED
12560 | ADDITION | SOL11427 | ST MARY'S COMMUNITY HEALTH CAMPUS | PORTSMOUTH REHAB AND REABLEMENT TEAM - PRRT | GLUCOMETER | FREESTYLE | LBMA198S01048 | ABBOTS MEDICAL | ASSET ONLY | 1 | NOT TO BE PRICED
12561 | ADDITION | SOL11428 | ST MARY'S COMMUNITY HEALTH CAMPUS | PORTSMOUTH REHAB AND REABLEMENT TEAM - PRRT | GLUCOMETER | FREESTYLE | LBMA198S01265 | ABBOTS MEDICAL | ASSET ONLY | 1 | NOT TO BE PRICED
12562 | ADDITION | SOL11429 | ST MARY'S COMMUNITY HEALTH CAMPUS | PORTSMOUTH REHAB AND REABLEMENT TEAM - PRRT | GLUCOMETER | FREESTYLE | LBMA198S01291 | ABBOTS MEDICAL | ASSET ONLY | 1 | NOT TO BE PRICED
12563 | ADDITION | SOL11430 | ST MARY'S COMMUNITY HEALTH CAMPUS | PORTSMOUTH REHAB AND REABLEMENT TEAM - PRRT | GLUCOMETER | FREESTYLE | LBMA198S00228 | ABBOTS MEDICAL | ASSET ONLY | 1 | NOT TO BE PRICED
12564 | ADDITION | SOL11431 | ST MARY'S COMMUNITY HEALTH CAMPUS | PORTSMOUTH REHAB AND REABLEMENT TEAM - PRRT | GLUCOMETER | FREESTYLE | LBMA198S01435 | ABBOTS MEDICAL | ASSET ONLY | 1 | NOT TO BE PRICED
12565 | ADDITION | SOL11432 | ST MARY'S COMMUNITY HEALTH CAMPUS | PORTSMOUTH REHAB AND REABLEMENT TEAM - PRRT | GLUCOMETER | FREESTYLE | LBMA198S01341 | ABBOTS MEDICAL | ASSET ONLY | 1 | NOT TO BE PRICED
12566 | ADDITION | SOL11433 | ST MARY'S COMMUNITY HEALTH CAMPUS | PORTSMOUTH REHAB AND REABLEMENT TEAM - PRRT | GLUCOMETER | FREESTYLE | LBMA198S01039 | ABBOTS MEDICAL | ASSET ONLY | 1 | NOT TO BE PRICED
12567 | ADDITION | SOL11434 | ST MARY'S COMMUNITY HEALTH CAMPUS | PORTSMOUTH REHAB AND REABLEMENT TEAM - PRRT | GLUCOMETER | FREESTYLE | LBMA198S01336 | ABBOTS MEDICAL | ASSET ONLY | 1 | NOT TO BE PRICED
12568 | ADDITION | SOL11435 | ST MARY'S COMMUNITY HEALTH CAMPUS | PORTSMOUTH REHAB AND REABLEMENT TEAM - PRRT | GLUCOMETER | FREESTYLE | LBMA198S00681 | ABBOTS MEDICAL | ASSET ONLY | 1 | NOT TO BE PRICED
12569 | ADDITION | SOL11436 | ST MARY'S COMMUNITY HEALTH CAMPUS | PORTSMOUTH REHAB AND REABLEMENT TEAM - PRRT | GLUCOMETER | FREESTYLE | LBMA198S01391 | ABBOTS MEDICAL | ASSET ONLY | 1 | NOT TO BE PRICED
12570 | ADDITION | SOL11437 | ST MARY'S COMMUNITY HEALTH CAMPUS | PORTSMOUTH REHAB AND REABLEMENT TEAM - PRRT | GLUCOMETER | FREESTYLE | LBMA198S00181 | ABBOTS MEDICAL | ASSET ONLY | 1 | NOT TO BE PRICED
12571 | ADDITION | SOL11438 | ST MARY'S COMMUNITY HEALTH CAMPUS | PORTSMOUTH REHAB AND REABLEMENT TEAM - PRRT | GLUCOMETER | FREESTYLE | LBMA198S001340 | ABBOTS MEDICAL | ASSET ONLY | 1 | NOT TO BE PRICED
12572 | ADDITION | SOL11439 | ST MARY'S COMMUNITY HEALTH CAMPUS | PORTSMOUTH REHAB AND REABLEMENT TEAM - PRRT | GLUCOMETER | FREESTYLE | LBMA198S01023 | ABBOTS MEDICAL | ASSET ONLY | 1 | NOT TO BE PRICED
12573 | ADDITION | SOL11440 | ST MARY'S COMMUNITY HEALTH CAMPUS | PORTSMOUTH REHAB AND REABLEMENT TEAM - PRRT | GLUCOMETER | FREESTYLE | LBMA198S00866 | ABBOTS MEDICAL | ASSET ONLY | 1 | NOT TO BE PRICED
12574 | ADDITION | SOL11441 | ST MARY'S COMMUNITY HEALTH CAMPUS | PORTSMOUTH REHAB AND REABLEMENT TEAM - PRRT | GLUCOMETER | FREESTYLE | LBMA198S01107 | ABBOTS MEDICAL | ASSET ONLY | 1 | NOT TO BE PRICED
12575 | ADDITION | SOL11442 | ST MARY'S COMMUNITY HEALTH CAMPUS | PORTSMOUTH REHAB AND REABLEMENT TEAM - PRRT | GLUCOMETER | FREESTYLE | LBMA198S00137 | ABBOTS MEDICAL | ASSET ONLY | 1 | NOT TO BE PRICED
12576 | ADDITION | SOL11443 | BITTERNE HEALTH CENTRE | COMMUNITY NURSING TEAM | THERMOMETER | THERMOSCAN | 18020K30791 | BRAUN | PM | 1 | 15
12577 | ADDITION | SOL11444 | ANDOVER HEALTH CENTRE | SEXUAL HEALTH | SCALES | 875 | 10000000362060 | SECA LTD | PM | 1 | 15
12578 | ADDITION | SOL11445 | ANDOVER HEALTH CENTRE | SEXUAL HEALTH | BLOOD PRESSURE MONITOR | PRESSOSTABIL | 02068323 | WELCH ALLYN | PM | 1 | 8
12579 | ADDITION | SOL11446 | ANDOVER HEALTH CENTRE | SEXUAL HEALTH | LIGHT-EXAMINATION | LUXO FLEXIBLE ARM TYPE | 11446 | LUXO LTD | PM | 1 | 25
12580 | ADDITION | SOL11447 | ANDOVER HEALTH CENTRE | SEXUAL HEALTH | LIGHT-EXAMINATION | LUXO FLEXIBLE ARM TYPE | 11447 | LUXO LTD | PM | 1 | 25
12581 | ADDITION | SOL11448 | BATTENBURG AVENUE CLINIC | COMMUNITY PAEDIATRIC MEDICAL SERVICES | HEIGHT MEASURE | LEICESTER | 11448 | MARSDEN | INSPECTION ONLY | 1 | 15
12582 | ADDITION | SOL11449 | BATTENBURG AVENUE CLINIC | CHILDREN COMMUNITY NURSING-CHILD NURSING | VENTILATOR | NIPPY JUNIOR+ | 2018-32974 | BREAS MEDICAL | PM | 1 | 250
12583 | ADDITION | SOL11450 | ALDERSHOT CENTRE FOR HEALTH | SEXUAL HEALTH | BLOOD PRESSURE MONITOR | UA-705 | 5170400435 | A&D INSTRUMENTS | PM | 1 | 8
12584 | ADDITION | SOL11451 | ALDERSHOT CENTRE FOR HEALTH | SEXUAL HEALTH | THERMOMETER | JPD-FR202 | 11451- | SHENZEN JUMPER MEDICAL EQUIPMENT CO. | PM | 1 | 15
12585 | ADDITION | SOL11452 | ST JAMES HOSPITAL | THE LIMES-BROOKER UNIT | BLOOD PRESSURE MONITOR | UA-1020-W | 11452 | A&D INSTRUMENTS | PM | 1 | 8
12586 | ADDITION | SOL11453 | BATTENBURG AVENUE CLINIC | COMMUNITY PAEDIATRIC MEDICAL SERVICES | BLOOD PRESSURE MONITOR | HEM-907 | 20110300047AF | OMRON HEALTHCARE | PM | 1 | 8
12587 | ADDITION | SOL11454 | BATTENBURG AVENUE CLINIC | COMMUNITY PAEDIATRIC MEDICAL SERVICES | BLOOD PRESSURE MONITOR | HEM-907 | 20110300048AF | OMRON HEALTHCARE | PM | 1 | 8
12588 | ADDITION | SOL11455 | BATTENBURG AVENUE CLINIC | COMMUNITY PAEDIATRIC MEDICAL SERVICES | BLOOD PRESSURE MONITOR | HEM-907 | 20110300097AF | OMRON HEALTHCARE | PM | 1 | 8
12589 | ADDITION | SOL11456 | BATTENBURG AVENUE CLINIC | COMMUNITY PAEDIATRIC MEDICAL SERVICES | BLOOD PRESSURE MONITOR | HEM-907 | 20110300098AF | OMRON HEALTHCARE | PM | 1 | 8
12590 | ADDITION | SOL11457 | BATTENBURG AVENUE CLINIC | COMMUNITY PAEDIATRIC MEDICAL SERVICES | HEIGHT MEASURE | LEICESTER | 11457 | MARSDEN | PM | 1 | 25
12591 | ADDITION | SOL11458 | BATTENBURG AVENUE CLINIC | COMMUNITY PAEDIATRIC MEDICAL SERVICES | MEDICAL FRIDGE | RLDF18041 | L000410 | LABCOLD | PM | 1 | 15
12592 | ADDITION | SOL11466 | ST JAMES HOSPITAL | THE LIMES-BROOKER UNIT | BED-ELECTRIC | 161AA8A1A | P0622914 | HUNTLEIGH HEALTHCARE | PM | 1 | 20
12593 | ADDITION | SOL11467 | FAREHAM HEALTH CENTRE | SEXUAL HEALTH | BLOOD PRESSURE MONITOR | M6 AC | 20071022726LF | OMRON HEALTHCARE | PM | 1 | 8
12594 | ADDITION | SOL11473 | SEMBAL HOUSE | RAPID RESPONSE TEAM-OFFICE | GLUCOMETER | SD CODE FREE | M03TG01BAA1194 | SD BIOSENSOR | ASSET ONLY | 1 | NOT TO BE PRICED
12595 | ADDITION | SOL11474 | SEMBAL HOUSE | RAPID RESPONSE TEAM-OFFICE | GLUCOMETER | SD CODE FREE | M03TG01BAA1195 | SD BIOSENSOR | ASSET ONLY | 1 | NOT TO BE PRICED
12596 | ADDITION | SOL11475 | SEMBAL HOUSE | RAPID RESPONSE TEAM-OFFICE | GLUCOMETER | SD CODE FREE | M03TG01BAA1200 | SD BIOSENSOR | ASSET ONLY | 1 | NOT TO BE PRICED
12597 | ADDITION | SOL11476 | SEMBAL HOUSE | RAPID RESPONSE TEAM-OFFICE | GLUCOMETER | SD CODE FREE | M03TG01BAA1143 | SD BIOSENSOR | ASSET ONLY | 1 | NOT TO BE PRICED
12598 | ADDITION | SOL11477 | SEMBAL HOUSE | RAPID RESPONSE TEAM-OFFICE | GLUCOMETER | SD CODE FREE | M03TG01BAA1196 | SD BIOSENSOR | ASSET ONLY | 1 | NOT TO BE PRICED
12599 | ADDITION | SOL11478 | SEMBAL HOUSE | RAPID RESPONSE TEAM-OFFICE | GLUCOMETER | SD CODE FREE | M03TG01BAA1144 | SD BIOSENSOR | ASSET ONLY | 1 | NOT TO BE PRICED
12600 | ADDITION | SOL11479 | SEMBAL HOUSE | RAPID RESPONSE TEAM-OFFICE | GLUCOMETER | SD CODE FREE | M03TG01BAA1149 | SD BIOSENSOR | ASSET ONLY | 1 | NOT TO BE PRICED
12601 | ADDITION | SOL11480 | SEMBAL HOUSE | RAPID RESPONSE TEAM-OFFICE | GLUCOMETER | SD CODE FREE | M03TG01BAA1148 | SD BIOSENSOR | ASSET ONLY | 1 | NOT TO BE PRICED
12602 | ADDITION | SOL11481 | SEMBAL HOUSE | RAPID RESPONSE TEAM-OFFICE | GLUCOMETER | SD CODE FREE | M03TG01BAA1175 | SD BIOSENSOR | ASSET ONLY | 1 | NOT TO BE PRICED
12603 | ADDITION | SOL11482 | SEMBAL HOUSE | RAPID RESPONSE TEAM-OFFICE | GLUCOMETER | SD CODE FREE | M03TG01BAA1193 | SD BIOSENSOR | ASSET ONLY | 1 | NOT TO BE PRICED
12604 | ADDITION | SOL11483 | SEMBAL HOUSE | RAPID RESPONSE TEAM-OFFICE | SPHYGMOMANOMETER | SHOCK RESISTANT | 200507065247 | WELCH ALLYN | PM | 1 | 8
12605 | ADDITION | SOL11484 | SEMBAL HOUSE | RAPID RESPONSE TEAM-OFFICE | SPHYGMOMANOMETER | SHOCK RESISTANT | 200507095147 | WELCH ALLYN | PM | 1 | 8
12606 | ADDITION | SOL11485 | SEMBAL HOUSE | RAPID RESPONSE TEAM-OFFICE | SPHYGMOMANOMETER | SHOCK RESISTANT | 200507092857 | WELCH ALLYN | PM | 1 | 8
12607 | ADDITION | SOL11486 | SEMBAL HOUSE | RAPID RESPONSE TEAM-OFFICE | SPHYGMOMANOMETER | SHOCK RESISTANT | 200507155008 | WELCH ALLYN | PM | 1 | 8
12608 | ADDITION | SOL11487 | SEMBAL HOUSE | RAPID RESPONSE TEAM-OFFICE | SPHYGMOMANOMETER | SHOCK RESISTANT | 200507074127 | WELCH ALLYN | PM | 1 | 8
12609 | ADDITION | SOL11488 | SEMBAL HOUSE | RAPID RESPONSE TEAM-OFFICE | SPHYGMOMANOMETER | SHOCK RESISTANT | 200507152957 | WELCH ALLYN | PM | 1 | 8
12610 | ADDITION | SOL11489 | SEMBAL HOUSE | RAPID RESPONSE TEAM-OFFICE | SPHYGMOMANOMETER | SHOCK RESISTANT | 200507153957 | WELCH ALLYN | PM | 1 | 8
12611 | ADDITION | SOL11490 | SEMBAL HOUSE | RAPID RESPONSE TEAM-OFFICE | SPHYGMOMANOMETER | SHOCK RESISTANT | 200420100308 | WELCH ALLYN | PM | 1 | 8
12612 | ADDITION | SOL11491 | SEMBAL HOUSE | RAPID RESPONSE TEAM-OFFICE | SPHYGMOMANOMETER | SHOCK RESISTANT | 200507092249 | WELCH ALLYN | PM | 1 | 8
12613 | ADDITION | SOL11492 | SEMBAL HOUSE | RAPID RESPONSE TEAM-OFFICE | SPHYGMOMANOMETER | SHOCK RESISTANT | 200505051529 | WELCH ALLYN | PM | 1 | 8
12614 | ADDITION | SOL11493 | SEMBAL HOUSE | RAPID RESPONSE TEAM-OFFICE | SPHYGMOMANOMETER | SHOCK RESISTANT | 200420074039 | WELCH ALLYN | PM | 1 | 8
12615 | ADDITION | SOL11494 | SEMBAL HOUSE | RAPID RESPONSE TEAM-OFFICE | SPHYGMOMANOMETER | SHOCK RESISTANT | 200507100228 | WELCH ALLYN | PM | 1 | 8
12616 | ADDITION | SOL11495 | SEMBAL HOUSE | RAPID RESPONSE TEAM-OFFICE | SPHYGMOMANOMETER | SHOCK RESISTANT | 200507143558 | WELCH ALLYN | PM | 1 | 8
12617 | ADDITION | SOL11496 | SEMBAL HOUSE | RAPID RESPONSE TEAM-OFFICE | SPHYGMOMANOMETER | SHOCK RESISTANT | 200507152327 | WELCH ALLYN | PM | 1 | 8
12618 | ADDITION | SOL11497 | SEMBAL HOUSE | RAPID RESPONSE TEAM-OFFICE | SCALES | M430 | 21907332 | MARSDEN | PM | 1 | 15
12619 | ADDITION | SOL11501 | ADELAIDE HEALTH CENTRE | CHILDREN COMMUNITY NURSING TEAM-LEVEL 2 | HUMIDIFIER | HC150AEK | 151203019744 | FISHER & PAYKEL | PM | 1 | 55
12620 | ADDITION | SOL11502 | SEMBAL HOUSE | RAPID RESPONSE TEAM-OFFICE | GLUCOMETER | GLUCO RX NEXUS | 427712002004882F | TAIDOC TECHNOLOGY | ASSET ONLY | 1 | NOT TO BE PRICED
12621 | ADDITION | SOL11503 | SEMBAL HOUSE | RAPID RESPONSE TEAM-OFFICE | GLUCOMETER | GLUCO RX NEXUS | 4277116340120763 | TAIDOC TECHNOLOGY | ASSET ONLY | 1 | NOT TO BE PRICED
12622 | ADDITION | SOL11504 | SEMBAL HOUSE | RAPID RESPONSE TEAM-OFFICE | GLUCOMETER | GLUCO RX NEXUS | 4277120020048953 | TAIDOC TECHNOLOGY | ASSET ONLY | 1 | NOT TO BE PRICED
12623 | ADDITION | SOL11505 | SEMBAL HOUSE | RAPID RESPONSE TEAM-OFFICE | GLUCOMETER | GLUCO RX NEXUS | 4277120020048975 | TAIDOC TECHNOLOGY | ASSET ONLY | 1 | NOT TO BE PRICED
12624 | ADDITION | SOL11506 | SEMBAL HOUSE | RAPID RESPONSE TEAM-OFFICE | GLUCOMETER | GLUCO RX NEXUS | 4277120020048830 | TAIDOC TECHNOLOGY | ASSET ONLY | 1 | NOT TO BE PRICED
12625 | ADDITION | SOL11507 | SEMBAL HOUSE | RAPID RESPONSE TEAM-OFFICE | GLUCOMETER | GLUCO RX NEXUS | 4277120020048931 | TAIDOC TECHNOLOGY | ASSET ONLY | 1 | NOT TO BE PRICED
12626 | ADDITION | SOL11508 | SEMBAL HOUSE | RAPID RESPONSE TEAM-OFFICE | GLUCOMETER | GLUCO RX NEXUS | 427712002004891F | TAIDOC TECHNOLOGY | ASSET ONLY | 1 | NOT TO BE PRICED
12627 | ADDITION | SOL11509 | SEMBAL HOUSE | RAPID RESPONSE TEAM-OFFICE | GLUCOMETER | GLUCO RX NEXUS | 4277120020048964 | TAIDOC TECHNOLOGY | ASSET ONLY | 1 | NOT TO BE PRICED
12628 | ADDITION | SOL11510 | SEMBAL HOUSE | RAPID RESPONSE TEAM-OFFICE | GLUCOMETER | GLUCO RX NEXUS | 4277120020049006 | TAIDOC TECHNOLOGY | ASSET ONLY | 1 | NOT TO BE PRICED
12629 | ADDITION | SOL11511 | SEMBAL HOUSE | RAPID RESPONSE TEAM-OFFICE | GLUCOMETER | GLUCO RX NEXUS | 4277120020048942 | TAIDOC TECHNOLOGY | ASSET ONLY | 1 | NOT TO BE PRICED
12630 | ADDITION | SOL11512 | SEMBAL HOUSE | RAPID RESPONSE TEAM-OFFICE | GLUCOMETER | GLUCO RX NEXUS | 427711950011042C | TAIDOC TECHNOLOGY | ASSET ONLY | 1 | NOT TO BE PRICED
12631 | ADDITION | SOL11513 | SEMBAL HOUSE | RAPID RESPONSE TEAM-OFFICE | GLUCOMETER | GLUCO RX NEXUS | 427711950011044E | TAIDOC TECHNOLOGY | ASSET ONLY | 1 | NOT TO BE PRICED
12632 | ADDITION | SOL11514 | SEMBAL HOUSE | RAPID RESPONSE TEAM-OFFICE | GLUCOMETER | GLUCO RX NEXUS | 427711950011043D | TAIDOC TECHNOLOGY | ASSET ONLY | 1 | NOT TO BE PRICED
12633 | ADDITION | SOL11515 | SEMBAL HOUSE | RAPID RESPONSE TEAM-OFFICE | GLUCOMETER | GLUCO RX NEXUS | 427711950011045F | TAIDOC TECHNOLOGY | ASSET ONLY | 1 | NOT TO BE PRICED
12634 | ADDITION | SOL11516 | SEMBAL HOUSE | RAPID RESPONSE TEAM-OFFICE | GLUCOMETER | GLUCO RX NEXUS | 427711950011050B | TAIDOC TECHNOLOGY | ASSET ONLY | 1 | NOT TO BE PRICED
12635 | ADDITION | SOL11517 | SEMBAL HOUSE | RAPID RESPONSE TEAM-OFFICE | GLUCOMETER | GLUCO RX NEXUS | 4277119500110482 | TAIDOC TECHNOLOGY | ASSET ONLY | 1 | NOT TO BE PRICED
12636 | ADDITION | SOL11518 | SEMBAL HOUSE | RAPID RESPONSE TEAM-OFFICE | GLUCOMETER | GLUCO RX NEXUS | 4277119500110471 | TAIDOC TECHNOLOGY | ASSET ONLY | 1 | NOT TO BE PRICED
12637 | ADDITION | SOL11519 | SEMBAL HOUSE | RAPID RESPONSE TEAM-OFFICE | GLUCOMETER | GLUCO RX NEXUS | 427711950011041B | TAIDOC TECHNOLOGY | ASSET ONLY | 1 | NOT TO BE PRICED
12638 | ADDITION | SOL11520 | SEMBAL HOUSE | RAPID RESPONSE TEAM-OFFICE | GLUCOMETER | GLUCO RX NEXUS | 4277119500110460 | TAIDOC TECHNOLOGY | ASSET ONLY | 1 | NOT TO BE PRICED
12639 | ADDITION | SOL11521 | SEMBAL HOUSE | RAPID RESPONSE TEAM-OFFICE | GLUCOMETER | GLUCO RX NEXUS | 4277119500110561 | TAIDOC TECHNOLOGY | ASSET ONLY | 1 | NOT TO BE PRICED
12640 | ADDITION | SOL11522 | SEMBAL HOUSE | RAPID RESPONSE TEAM-OFFICE | GLUCOMETER | GLUCO RX NEXUS | 4277119500110493 | TAIDOC TECHNOLOGY | ASSET ONLY | 1 | NOT TO BE PRICED
12641 | ADDITION | SOL11523 | SEMBAL HOUSE | RAPID RESPONSE TEAM-OFFICE | GLUCOMETER | GLUCO RX NEXUS | 4277119500110572 | TAIDOC TECHNOLOGY | ASSET ONLY | 1 | NOT TO BE PRICED
12642 | ADDITION | SOL11524 | SEMBAL HOUSE | RAPID RESPONSE TEAM-OFFICE | GLUCOMETER | GLUCO RX NEXUS | 4277119500110583 | TAIDOC TECHNOLOGY | ASSET ONLY | 1 | NOT TO BE PRICED
12643 | ADDITION | SOL11525 | SEMBAL HOUSE | RAPID RESPONSE TEAM-OFFICE | GLUCOMETER | GLUCO RX NEXUS | 4277119500110594 | TAIDOC TECHNOLOGY | ASSET ONLY | 1 | NOT TO BE PRICED
12644 | ADDITION | SOL11526 | SEMBAL HOUSE | RAPID RESPONSE TEAM-OFFICE | GLUCOMETER | GLUCO RX NEXUS | 427711950011054F | TAIDOC TECHNOLOGY | ASSET ONLY | 1 | NOT TO BE PRICED
12645 | ADDITION | SOL11527 | SEMBAL HOUSE | RAPID RESPONSE TEAM-OFFICE | GLUCOMETER | GLUCO RX NEXUS | 427711950011053E | TAIDOC TECHNOLOGY | ASSET ONLY | 1 | NOT TO BE PRICED
12646 | ADDITION | SOL11528 | SEMBAL HOUSE | RAPID RESPONSE TEAM-OFFICE | GLUCOMETER | GLUCO RX NEXUS | 427711950011052D | TAIDOC TECHNOLOGY | ASSET ONLY | 1 | NOT TO BE PRICED
12647 | ADDITION | SOL11529 | SEMBAL HOUSE | RAPID RESPONSE TEAM-OFFICE | GLUCOMETER | GLUCO RX NEXUS | 427711950011051C | TAIDOC TECHNOLOGY | ASSET ONLY | 1 | NOT TO BE PRICED
12648 | ADDITION | SOL11530 | SEMBAL HOUSE | RAPID RESPONSE TEAM-OFFICE | GLUCOMETER | GLUCO RX NEXUS | 427711950011060C | TAIDOC TECHNOLOGY | ASSET ONLY | 1 | NOT TO BE PRICED
12649 | ADDITION | SOL11531 | SEMBAL HOUSE | RAPID RESPONSE TEAM-OFFICE | GLUCOMETER | GLUCO RX NEXUS | 427711950011061D | TAIDOC TECHNOLOGY | ASSET ONLY | 1 | NOT TO BE PRICED
12650 | ADDITION | SOL11532 | SEMBAL HOUSE | RAPID RESPONSE TEAM-OFFICE | GLUCOMETER | GLUCO RX NEXUS | 4277119500110550 | TAIDOC TECHNOLOGY | ASSET ONLY | 1 | NOT TO BE PRICED
12651 | ADDITION | SOL11533 | SEMBAL HOUSE | RAPID RESPONSE TEAM-OFFICE | GLUCOMETER | GLUCO RX NEXUS | 427711950011062E | TAIDOC TECHNOLOGY | ASSET ONLY | 1 | NOT TO BE PRICED
12652 | ADDITION | SOL11534 | SEMBAL HOUSE | RAPID RESPONSE TEAM-OFFICE | GLUCOMETER | GLUCO RX NEXUS | 427711950011063F | TAIDOC TECHNOLOGY | ASSET ONLY | 1 | NOT TO BE PRICED
12653 | ADDITION | SOL11535 | SEMBAL HOUSE | RAPID RESPONSE TEAM-OFFICE | GLUCOMETER | GLUCO RX NEXUS | 4277119500110695 | TAIDOC TECHNOLOGY | ASSET ONLY | 1 | NOT TO BE PRICED
12654 | ADDITION | SOL11536 | SEMBAL HOUSE | RAPID RESPONSE TEAM-OFFICE | GLUCOMETER | GLUCO RX NEXUS | 427711950011070D | TAIDOC TECHNOLOGY | ASSET ONLY | 1 | NOT TO BE PRICED
12655 | ADDITION | SOL11537 | SEMBAL HOUSE | RAPID RESPONSE TEAM-OFFICE | GLUCOMETER | GLUCO RX NEXUS | 4277119500110651 | TAIDOC TECHNOLOGY | ASSET ONLY | 1 | NOT TO BE PRICED
12656 | ADDITION | SOL11538 | SEMBAL HOUSE | RAPID RESPONSE TEAM-OFFICE | GLUCOMETER | GLUCO RX NEXUS | 4277119500110673 | TAIDOC TECHNOLOGY | ASSET ONLY | 1 | NOT TO BE PRICED
12657 | ADDITION | SOL11539 | SEMBAL HOUSE | RAPID RESPONSE TEAM-OFFICE | GLUCOMETER | GLUCO RX NEXUS | 4277119500110684 | TAIDOC TECHNOLOGY | ASSET ONLY | 1 | NOT TO BE PRICED
12658 | ADDITION | SOL11540 | SEMBAL HOUSE | RAPID RESPONSE TEAM-OFFICE | GLUCOMETER | GLUCO RX NEXUS | 4277119500110640 | TAIDOC TECHNOLOGY | ASSET ONLY | 1 | NOT TO BE PRICED
12659 | ADDITION | SOL11541 | SEMBAL HOUSE | RAPID RESPONSE TEAM-OFFICE | GLUCOMETER | GLUCO RX NEXUS | 4277119100123875 | TAIDOC TECHNOLOGY | ASSET ONLY | 1 | NOT TO BE PRICED
12660 | ADDITION | SOL11542 | BITTERNE HEALTH CENTRE | COMMUNITY NURSING TEAM | STETHOSCOPE | 3100 | 20020002168267 | LITTMAN | ASSET ONLY | 1 | NOT TO BE PRICED
12661 | ADDITION | SOL11543 | ST MARY'S COMMUNITY HEALTH CAMPUS | COMMUNITY NURSING TEAM | THERMOMETER | ACT8000 | 22200863 | ZEAL | PM | 1 | 15
12662 | ADDITION | SOL11544 | ST MARY'S COMMUNITY HEALTH CAMPUS | COMMUNITY NURSING TEAM | THERMOMETER | ACT8000 | 22200226 | ZEAL | PM | 1 | 15
12663 | ADDITION | SOL11545 | ST MARY'S COMMUNITY HEALTH CAMPUS | COMMUNITY NURSING TEAM | THERMOMETER | ACT8000 | 22200224 | ZEAL | PM | 1 | 15
12664 | ADDITION | SOL11546 | ST MARY'S COMMUNITY HEALTH CAMPUS | COMMUNITY NURSING TEAM | THERMOMETER | ACT8000 | 22200861 | ZEAL | PM | 1 | 15
12665 | ADDITION | SOL11548 | ST MARY'S COMMUNITY HEALTH CAMPUS | COMMUNITY NURSING TEAM | THERMOMETER | ACT8000 | 22200604 | ZEAL | PM | 1 | 15
12666 | ADDITION | SOL11549 | ST MARY'S COMMUNITY HEALTH CAMPUS | COMMUNITY NURSING TEAM | THERMOMETER | ACT8000 | 22200601 | ZEAL | PM | 1 | 15
12667 | ADDITION | SOL11550 | ST MARY'S COMMUNITY HEALTH CAMPUS | COMMUNITY NURSING TEAM | THERMOMETER | ACT8000 | 22200866 | ZEAL | PM | 1 | 15
12668 | ADDITION | SOL11551 | ST MARY'S COMMUNITY HEALTH CAMPUS | COMMUNITY NURSING TEAM | THERMOMETER | ACT8000 | 22200222 | ZEAL | PM | 1 | 15
12669 | ADDITION | SOL11552 | ST MARY'S COMMUNITY HEALTH CAMPUS | COMMUNITY NURSING TEAM | THERMOMETER | ACT8000 | 22200869 | ZEAL | PM | 1 | 15
12670 | ADDITION | SOL11553 | ST MARY'S COMMUNITY HEALTH CAMPUS | COMMUNITY NURSING TEAM | THERMOMETER | ACT8000 | 22200864 | ZEAL | PM | 1 | 15
12671 | ADDITION | SOL11554 | ST MARY'S COMMUNITY HEALTH CAMPUS | COMMUNITY NURSING TEAM | THERMOMETER | ACT8000 | 22200221 | ZEAL | PM | 1 | 15
12672 | ADDITION | SOL11555 | ST MARY'S COMMUNITY HEALTH CAMPUS | COMMUNITY NURSING TEAM | THERMOMETER | ACT8000 | 22200225 | ZEAL | PM | 1 | 15
12673 | ADDITION | SOL11556 | ST MARY'S COMMUNITY HEALTH CAMPUS | COMMUNITY NURSING TEAM | THERMOMETER | ACT8000 | 22200607 | ZEAL | PM | 1 | 15
12674 | ADDITION | SOL11558 | ST MARY'S COMMUNITY HEALTH CAMPUS | COMMUNITY NURSING TEAM | THERMOMETER | ACT8000 | 22200602 | ZEAL | PM | 1 | 15
12675 | ADDITION | SOL11559 | ST MARY'S COMMUNITY HEALTH CAMPUS | COMMUNITY NURSING TEAM | THERMOMETER | ACT8000 | 22200942 | ZEAL | PM | 1 | 15
12676 | ADDITION | SOL11560 | ST MARY'S COMMUNITY HEALTH CAMPUS | COMMUNITY NURSING TEAM | THERMOMETER | ACT8000 | 22200949 | ZEAL | PM | 1 | 15
12677 | ADDITION | SOL11561 | ST MARY'S COMMUNITY HEALTH CAMPUS | COMMUNITY NURSING TEAM | THERMOMETER | ACT8000 | 22200947 | ZEAL | PM | 1 | 15
12678 | ADDITION | SOL11562 | ST MARY'S COMMUNITY HEALTH CAMPUS | COMMUNITY NURSING TEAM | THERMOMETER | ACT8000 | 22200941 | ZEAL | PM | 1 | 15
12679 | ADDITION | SOL11563 | ST MARY'S COMMUNITY HEALTH CAMPUS | COMMUNITY NURSING TEAM | THERMOMETER | ACT8000 | 22200229 | ZEAL | PM | 1 | 15
12680 | ADDITION | SOL11564 | ST MARY'S COMMUNITY HEALTH CAMPUS | COMMUNITY NURSING TEAM | THERMOMETER | ACT8000 | 22200610 | ZEAL | PM | 1 | 15
12681 | ADDITION | SOL11565 | ST MARY'S COMMUNITY HEALTH CAMPUS | COMMUNITY NURSING TEAM | THERMOMETER | ACT8000 | 22200228 | ZEAL | PM | 1 | 15
12682 | ADDITION | SOL11566 | ST MARY'S COMMUNITY HEALTH CAMPUS | COMMUNITY NURSING TEAM | THERMOMETER | ACT8000 | 22200605 | ZEAL | PM | 1 | 15
12683 | ADDITION | SOL11567 | ST MARY'S COMMUNITY HEALTH CAMPUS | COMMUNITY NURSING TEAM | THERMOMETER | ACT8000 | 22200223 | ZEAL | PM | 1 | 15
12684 | ADDITION | SOL11568 | ST MARY'S COMMUNITY HEALTH CAMPUS | COMMUNITY NURSING TEAM | THERMOMETER | ACT8000 | 22200944 | ZEAL | PM | 1 | 15
12685 | ADDITION | SOL11569 | ST MARY'S COMMUNITY HEALTH CAMPUS | COMMUNITY NURSING TEAM | THERMOMETER | ACT8000 | 22200943 | ZEAL | PM | 1 | 15
12686 | ADDITION | SOL11570 | ST MARY'S COMMUNITY HEALTH CAMPUS | COMMUNITY NURSING TEAM | THERMOMETER | ACT8000 | 22200950 | ZEAL | PM | 1 | 15
12687 | ADDITION | SOL11571 | ST MARY'S COMMUNITY HEALTH CAMPUS | COMMUNITY NURSING TEAM | THERMOMETER | ACT8000 | 22200948 | ZEAL | PM | 1 | 15
12688 | ADDITION | SOL11572 | ST MARY'S COMMUNITY HEALTH CAMPUS | COMMUNITY NURSING TEAM | THERMOMETER | ACT8000 | 22200865 | ZEAL | PM | 1 | 15
12689 | ADDITION | SOL11573 | ST MARY'S COMMUNITY HEALTH CAMPUS | COMMUNITY NURSING TEAM | THERMOMETER | ACT8000 | 22200862 | ZEAL | PM | 1 | 15
12690 | ADDITION | SOL11574 | ST MARY'S COMMUNITY HEALTH CAMPUS | COMMUNITY NURSING TEAM | THERMOMETER | ACT8000 | 22200945 | ZEAL | PM | 1 | 15
12691 | ADDITION | SOL11575 | ST MARY'S COMMUNITY HEALTH CAMPUS | COMMUNITY NURSING TEAM | THERMOMETER | ACT8000 | 22200238 | ZEAL | PM | 1 | 15
12692 | ADDITION | SOL11576 | ST MARY'S COMMUNITY HEALTH CAMPUS | COMMUNITY NURSING TEAM | THERMOMETER | ACT8000 | 22200598 | ZEAL | PM | 1 | 15
12693 | ADDITION | SOL11577 | ST MARY'S COMMUNITY HEALTH CAMPUS | COMMUNITY NURSING TEAM | THERMOMETER | ACT8000 | 22200600 | ZEAL | PM | 1 | 15
12694 | ADDITION | SOL11578 | ST MARY'S COMMUNITY HEALTH CAMPUS | COMMUNITY NURSING TEAM | THERMOMETER | ACT8000 | 22200597 | ZEAL | PM | 1 | 15
12695 | ADDITION | SOL11579 | ST MARY'S COMMUNITY HEALTH CAMPUS | COMMUNITY NURSING TEAM | THERMOMETER | ACT8000 | 22200322 | ZEAL | PM | 1 | 15
12696 | ADDITION | SOL11580 | ST MARY'S COMMUNITY HEALTH CAMPUS | COMMUNITY NURSING TEAM | THERMOMETER | ACT8000 | 22200596 | ZEAL | PM | 1 | 15
12697 | ADDITION | SOL11581 | ST MARY'S COMMUNITY HEALTH CAMPUS | COMMUNITY NURSING TEAM | THERMOMETER | ACT8000 | 22200323 | ZEAL | PM | 1 | 15
12698 | ADDITION | SOL11583 | ST MARY'S COMMUNITY HEALTH CAMPUS | COMMUNITY NURSING TEAM | THERMOMETER | ACT8000 | 22200339 | ZEAL | PM | 1 | 15
12699 | ADDITION | SOL11584 | ST MARY'S COMMUNITY HEALTH CAMPUS | COMMUNITY NURSING TEAM | THERMOMETER | ACT8000 | 22200233 | ZEAL | PM | 1 | 15
12700 | ADDITION | SOL11585 | ST MARY'S COMMUNITY HEALTH CAMPUS | COMMUNITY NURSING TEAM | THERMOMETER | ACT8000 | 22200240 | ZEAL | PM | 1 | 15
12701 | ADDITION | SOL11586 | ST MARY'S COMMUNITY HEALTH CAMPUS | COMMUNITY NURSING TEAM | THERMOMETER | ACT8000 | 22200328 | ZEAL | PM | 1 | 15
12702 | ADDITION | SOL11587 | ST MARY'S COMMUNITY HEALTH CAMPUS | COMMUNITY NURSING TEAM | THERMOMETER | ACT8000 | 22200237 | ZEAL | PM | 1 | 15
12703 | ADDITION | SOL11588 | ST MARY'S COMMUNITY HEALTH CAMPUS | COMMUNITY NURSING TEAM | THERMOMETER | ACT8000 | 22200324 | ZEAL | PM | 1 | 15
12704 | ADDITION | SOL11589 | ST MARY'S COMMUNITY HEALTH CAMPUS | COMMUNITY NURSING TEAM | THERMOMETER | ACT8000 | 22200231 | ZEAL | PM | 1 | 15
12705 | ADDITION | SOL11591 | ST MARY'S COMMUNITY HEALTH CAMPUS | COMMUNITY NURSING TEAM | THERMOMETER | ACT8000 | 22200592 | ZEAL | PM | 1 | 15
12706 | ADDITION | SOL11592 | ST MARY'S COMMUNITY HEALTH CAMPUS | COMMUNITY NURSING TEAM | THERMOMETER | ACT8000 | 22200239 | ZEAL | PM | 1 | 15
12707 | ADDITION | SOL11593 | ST MARY'S COMMUNITY HEALTH CAMPUS | COMMUNITY NURSING TEAM | THERMOMETER | ACT8000 | 22200595 | ZEAL | PM | 1 | 15
12708 | ADDITION | SOL11594 | ST MARY'S COMMUNITY HEALTH CAMPUS | COMMUNITY NURSING TEAM | THERMOMETER | ACT8000 | 22200320 | ZEAL | PM | 1 | 15
12709 | ADDITION | SOL11595 | ST MARY'S COMMUNITY HEALTH CAMPUS | COMMUNITY NURSING TEAM | THERMOMETER | ACT8000 | 22200234 | ZEAL | PM | 1 | 15
12710 | ADDITION | SOL11596 | ST MARY'S COMMUNITY HEALTH CAMPUS | COMMUNITY NURSING TEAM | THERMOMETER | ACT8000 | 22200599 | ZEAL | PM | 1 | 15
12711 | ADDITION | SOL11598 | ST MARY'S COMMUNITY HEALTH CAMPUS | COMMUNITY NURSING TEAM | THERMOMETER | ACT8000 | 22200326 | ZEAL | PM | 1 | 15
12712 | ADDITION | SOL11599 | ST MARY'S COMMUNITY HEALTH CAMPUS | COMMUNITY NURSING TEAM | THERMOMETER | ACT8000 | 22200232 | ZEAL | PM | 1 | 15
12713 | ADDITION | SOL11600 | ST MARY'S COMMUNITY HEALTH CAMPUS | COMMUNITY NURSING TEAM | THERMOMETER | ACT8000 | 22200235 | ZEAL | PM | 1 | 15
12714 | ADDITION | SOL11601 | ST MARY'S COMMUNITY HEALTH CAMPUS | COMMUNITY NURSING TEAM | THERMOMETER | ACT8000 | 22200325 | ZEAL | PM | 1 | 15
12715 | ADDITION | SOL11602 | ST MARY'S COMMUNITY HEALTH CAMPUS | COMMUNITY NURSING TEAM | THERMOMETER | ACT8000 | 22200591 | ZEAL | PM | 1 | 15
12716 | ADDITION | SOL11605 | ST MARY'S COMMUNITY HEALTH CAMPUS | COMMUNITY NURSING TEAM | INFUSION PUMP-SYRINGE | T34(3RD EDITION) | S00404481 | CME MCKINLEY | PM | 1 | 55
12717 | ADDITION | SOL11606 | ST MARY'S COMMUNITY HEALTH CAMPUS | COMMUNITY NURSING TEAM | INFUSION PUMP-SYRINGE | T34(3RD EDITION) | S00404500 | CME MCKINLEY | PM | 1 | 55
12718 | ADDITION | SOL11607 | ST MARY'S COMMUNITY HEALTH CAMPUS | COMMUNITY NURSING TEAM | INFUSION PUMP-SYRINGE | T34(3RD EDITION) | S00404361 | CME MCKINLEY | PM | 1 | 55
12719 | ADDITION | SOL11608 | ST MARY'S COMMUNITY HEALTH CAMPUS | COMMUNITY NURSING TEAM | INFUSION PUMP-SYRINGE | T34(3RD EDITION) | S00404403 | CME MCKINLEY | PM | 1 | 55
12720 | ADDITION | SOL11609 | ST MARY'S COMMUNITY HEALTH CAMPUS | COMMUNITY NURSING TEAM | INFUSION PUMP-SYRINGE | T34(3RD EDITION) | S00404482 | CME MCKINLEY | PM | 1 | 55
12721 | ADDITION | SOL11610 | ST MARY'S COMMUNITY HEALTH CAMPUS | COMMUNITY NURSING TEAM | INFUSION PUMP-SYRINGE | T34(3RD EDITION) | S00404363 | CME MCKINLEY | PM | 1 | 55
12722 | ADDITION | SOL11611 | ST MARY'S COMMUNITY HEALTH CAMPUS | COMMUNITY NURSING TEAM | INFUSION PUMP-SYRINGE | T34(3RD EDITION) | S00404369 | CME MCKINLEY | PM | 1 | 55
12723 | ADDITION | SOL11612 | ST MARY'S COMMUNITY HEALTH CAMPUS | COMMUNITY NURSING TEAM | INFUSION PUMP-SYRINGE | T34(3RD EDITION) | S00404452 | CME MCKINLEY | PM | 1 | 55
12724 | ADDITION | SOL11613 | ST MARY'S COMMUNITY HEALTH CAMPUS | COMMUNITY NURSING TEAM | INFUSION PUMP-SYRINGE | T34(3RD EDITION) | S00404554 | CME MCKINLEY | PM | 1 | 55
12725 | ADDITION | SOL11614 | ST MARY'S COMMUNITY HEALTH CAMPUS | COMMUNITY NURSING TEAM | INFUSION PUMP-SYRINGE | T34(3RD EDITION) | S00404390 | CME MCKINLEY | PM | 1 | 55
12726 | ADDITION | SOL11616 | ADELAIDE HEALTH CENTRE | PODIATRY-PODIATRY CLINIC | THERMOMETER | JXB-178 | C00200419448 | GUANGZHOU JINXINBAO | PM | 1 | 15
12727 | ADDITION | SOL11617 | ROYAL SOUTH HANTS HOSPITAL | PODIATRY-PODIATRY CLINIC | THERMOMETER | JXB-178 | C00200419458 | GUANGZHOU JINXINBAO | PM | 1 | 15
12728 | ADDITION | SOL11618 | MAGNOLIA CENTRE | COMMUNITY PAEDIATRIC MEDICAL SERVICES | COLPOSCOPE | KW-22001 | 18045555 | KERNEL | ASSET ONLY | 1 | NOT TO BE PRICED
12729 | ADDITION | SOL11619 | ROYAL SOUTH HANTS HOSPITAL | COMMUNITY INDEPENDENCE SERVICE-LEVEL A | PULSE OXIMETER-FINGER | MD300C19 | 191009100731 | BEIJING CHOICE ELECTRONICS | PM | 1 | 15
12730 | ADDITION | SOL11620 | ROYAL SOUTH HANTS HOSPITAL | COMMUNITY INDEPENDENCE SERVICE-LEVEL A | THERMOMETER | THERMOSCAN IRT 6020 | 26218K01906 | BRAUN | PM | 1 | 15
12731 | ADDITION | SOL11621 | ROYAL SOUTH HANTS HOSPITAL | COMMUNITY INDEPENDENCE SERVICE-LEVEL A | PULSE OXIMETER-FINGER | MD300C19 | 191009100739 | BEIJING CHOICE ELECTRONICS | PM | 1 | 15
12732 | ADDITION | SOL11622 | ROYAL SOUTH HANTS HOSPITAL | COMMUNITY INDEPENDENCE SERVICE-LEVEL A | THERMOMETER | THERMOSCAN IRT 6020 | 26218K40777 | BRAUN | PM | 1 | 15
12733 | ADDITION | SOL11623 | ROYAL SOUTH HANTS HOSPITAL | COMMUNITY INDEPENDENCE SERVICE-LEVEL A | PULSE OXIMETER-FINGER | MD300C19 | 191009100770 | BEIJING CHOICE ELECTRONICS | PM | 1 | 15
12734 | ADDITION | SOL11624 | ROYAL SOUTH HANTS HOSPITAL | COMMUNITY INDEPENDENCE SERVICE-LEVEL A | PULSE OXIMETER-FINGER | MD300C19 | 191009100756 | BEIJING CHOICE ELECTRONICS | PM | 1 | 15
12735 | ADDITION | SOL11625 | ROYAL SOUTH HANTS HOSPITAL | COMMUNITY INDEPENDENCE SERVICE-LEVEL A | BLOOD PRESSURE MONITOR | ANEROID | 130300409 | ACCOSON | PM | 1 | 8
12736 | ADDITION | SOL11626 | ROYAL SOUTH HANTS HOSPITAL | COMMUNITY INDEPENDENCE SERVICE-LEVEL A | THERMOMETER | THERMOSCAN IRT 6020 | 26218K44172 | BRAUN | PM | 1 | 15
12737 | ADDITION | SOL11627 | ROYAL SOUTH HANTS HOSPITAL | COMMUNITY INDEPENDENCE SERVICE-LEVEL A | PULSE OXIMETER-FINGER | MD300C19 | 191009102693 | BEIJING CHOICE ELECTRONICS | PM | 1 | 15
12738 | ADDITION | SOL11628 | ROYAL SOUTH HANTS HOSPITAL | COMMUNITY INDEPENDENCE SERVICE-LEVEL A | THERMOMETER | THERMOSCAN IRT 6020 | 34518K44984 | BRAUN | PM | 1 | 15
12739 | ADDITION | SOL11629 | ROYAL SOUTH HANTS HOSPITAL | COMMUNITY INDEPENDENCE SERVICE-LEVEL A | PULSE OXIMETER-FINGER | MD300C19 | 191009100755 | BEIJING CHOICE ELECTRONICS | PM | 1 | 15
12740 | ADDITION | SOL11630 | HYTHE HOSPITAL | DENTAL-DENTAL CLINIC | DENTAL APEX LOCATOR | APEX ID | AI161217878 | SYBRONENDO | OEM-AIH | 1 | 10
12741 | ADDITION | SOL11631 | HYTHE HOSPITAL | DENTAL-DENTAL CLINIC | DENTAL DRILL | X-SMART PLUS | 08891580 | DENTSPLY | OEM-AIH | 1 | 45
12742 | ADDITION | SOL11632 | HYTHE HOSPITAL | DENTAL-DENTAL CLINIC | DENTAL X RAY INTRA ORAL | PHOT-X-II | EX19F0034 | BELMONT | ASSET ONLY | 5 | NOT TO BE PRICED
12743 | ADDITION | SOL11633 | WESTERN COMMUNITY HOSPITAL | KITE UNIT | VITAL SIGNS MONITOR | CONNEX SPOT MONITOR | (21)100071662320 | WELCH ALLYN | PM | 1 | 55
12744 | ADDITION | SOL11634 | ADELAIDE HEALTH CENTRE | SITE SERVICES-CORRIDOR | VITAL SIGNS MONITOR | CONNEX SPOT MONITOR | (21)100093632720 | WELCH ALLYN | PM | 1 | 55
12745 | ADDITION | SOL11635 | WESTERN COMMUNITY HOSPITAL | SNOWDON WARD-MAIN BLOCK | VITAL SIGNS MONITOR | CONNEX SPOT MONITOR | (21)100093592720 | WELCH ALLYN | PM | 1 | 55
12746 | ADDITION | SOL11636 | ADELAIDE HEALTH CENTRE | SITE SERVICES-CORRIDOR | VITAL SIGNS MONITOR | CONNEX SPOT MONITOR | (21)100078192520 | WELCH ALLYN | PM | 1 | 55
12747 | ADDITION | SOL11637 | ROYAL SOUTH HANTS HOSPITAL | FANSHAWE WARD | VITAL SIGNS MONITOR | CONNEX SPOT MONITOR | (21)100071852420 | WELCH ALLYN | PM | 1 | 55
12748 | ADDITION | SOL11638 | WESTERN COMMUNITY HOSPITAL | SNOWDON WARD-MAIN BLOCK | VITAL SIGNS MONITOR | CONNEX SPOT MONITOR | 09220K60361 | WELCH ALLYN | PM | 1 | 55
12749 | ADDITION | SOL11639 | ADELAIDE HEALTH CENTRE | SITE SERVICES-CORRIDOR | VITAL SIGNS MONITOR | CONNEX SPOT MONITOR | (21)100078212520 | WELCH ALLYN | PM | 1 | 55
12750 | ADDITION | SOL11640 | ROYAL SOUTH HANTS HOSPITAL | FANSHAWE WARD | VITAL SIGNS MONITOR | CONNEX SPOT MONITOR | (21)10007822520 | WELCH ALLYN | PM | 1 | 55
12751 | ADDITION | SOL11641 | ADELAIDE HEALTH CENTRE | SITE SERVICES-CORRIDOR | VITAL SIGNS MONITOR | CONNEX SPOT MONITOR | (21)100071992420 | WELCH ALLYN | PM | 1 | 55
12752 | ADDITION | SOL11642 | ROYAL SOUTH HANTS HOSPITAL | BRAMBLES WARD-LOWER BRAMBLES | VITAL SIGNS MONITOR | CONNEX SPOT MONITOR | (21)100078252520 | WELCH ALLYN | PM | 1 | 55
12753 | ADDITION | SOL11644 | MILLBROOK HEALTHCARE | CLINICAL ADVISORY TEAM TVN-UNIT 12 | BLOOD PRESSURE MONITOR | ANEROID | 120710396 | ACCOSON | PM | 1 | 8
12754 | ADDITION | SOL11646 | MILLBROOK HEALTHCARE | CLINICAL ADVISORY TEAM TVN-UNIT 12 | BLOOD PRESSURE MONITOR | ANEROID | 110910375 | ACCOSON | PM | 1 | 8
12755 | ADDITION | SOL11647 | MILLBROOK HEALTHCARE | CLINICAL ADVISORY TEAM TVN-UNIT 12 | COMPRESSION UNIT | AC200/2STD | BE031144 | ARJO HUNTLEIGH | PM | 1 | 65
12756 | ADDITION | SOL11648 | ROYAL SOUTH HANTS HOSPITAL | TB SERVICE-CLINIC ROOM 1 | SCALES | 875 | 5875337177709 | SECA LTD | PM | 1 | 15
12757 | ADDITION | SOL11649 | EASTLEIGH HEALTH CENTRE | DENTAL-DENTAL CLINIC | DENTAL SCAVENGING UNIT | MINISCAV | UK-1338 | RA MEDICAL | ASSET ONLY | 5 | NOT TO BE PRICED
12758 | ADDITION | SOL11650 | ADELAIDE HEALTH CENTRE | SITE SERVICES-CORRIDOR | VITAL SIGNS MONITOR | CONNEX SPOT MONITOR | (21)100071772420 | WELCH ALLYN | PM | 1 | 55
12759 | ADDITION | SOL11651 | ROYAL SOUTH HANTS HOSPITAL | FANSHAWE WARD | VITAL SIGNS MONITOR | CONNEX SPOT MONITOR | (21)100071902420 | WELCH ALLYN | PM | 1 | 55
12760 | ADDITION | SOL11652 | ADELAIDE HEALTH CENTRE | SITE SERVICES-CORRIDOR | VITAL SIGNS MONITOR | CONNEX SPOT MONITOR | (21)100074792420 | WELCH ALLYN | PM | 1 | 55
12761 | ADDITION | SOL11653 | ADELAIDE HEALTH CENTRE | SITE SERVICES-CORRIDOR | VITAL SIGNS MONITOR | CONNEX SPOT MONITOR | (21)100074772420 | WELCH ALLYN | PM | 1 | 55
12762 | ADDITION | SOL11654 | ROYAL SOUTH HANTS HOSPITAL | FANSHAWE WARD | VITAL SIGNS MONITOR | CONNEX SPOT MONITOR | (21)100071732320 | WELCH ALLYN | PM | 1 | 55
12763 | ADDITION | SOL11655 | ADELAIDE HEALTH CENTRE | SITE SERVICES-CORRIDOR | VITAL SIGNS MONITOR | CONNEX SPOT MONITOR | (21)100071642320 | WELCH ALLYN | PM | 1 | 55
12764 | ADDITION | SOL11656 | ADELAIDE HEALTH CENTRE | SITE SERVICES-CORRIDOR | VITAL SIGNS MONITOR | CONNEX SPOT MONITOR | (21)100071692320 | WELCH ALLYN | PM | 1 | 55
12765 | ADDITION | SOL11657 | ADELAIDE HEALTH CENTRE | SITE SERVICES-CORRIDOR | VITAL SIGNS MONITOR | CONNEX SPOT MONITOR | (21)100071962420 | WELCH ALLYN | PM | 1 | 55
12766 | ADDITION | SOL11658 | ROYAL SOUTH HANTS HOSPITAL | FANSHAWE WARD | VITAL SIGNS MONITOR | CONNEX SPOT MONITOR | (21)100071812420 | WELCH ALLYN | PM | 1 | 55
12767 | ADDITION | SOL11659 | ROYAL SOUTH HANTS HOSPITAL | FANSHAWE WARD | VITAL SIGNS MONITOR | CONNEX SPOT MONITOR | (21)100071762420 | WELCH ALLYN | PM | 1 | 55
12768 | ADDITION | SOL11660 | ROYAL SOUTH HANTS HOSPITAL | BRAMBLES WARD-LOWER BRAMBLES | VITAL SIGNS MONITOR | CONNEX SPOT MONITOR | (21)100071712320 | WELCH ALLYN | PM | 1 | 55
12769 | ADDITION | SOL11661 | ADELAIDE HEALTH CENTRE | SITE SERVICES-CORRIDOR | VITAL SIGNS MONITOR | CONNEX SPOT MONITOR | (21)100071742320 | WELCH ALLYN | PM | 1 | 55
12770 | ADDITION | SOL11662 | ADELAIDE HEALTH CENTRE | SITE SERVICES-CORRIDOR | VITAL SIGNS MONITOR | CONNEX SPOT MONITOR | (21)100071722320 | WELCH ALLYN | PM | 1 | 55
12771 | ADDITION | SOL11663 | ADELAIDE HEALTH CENTRE | SITE SERVICES-CORRIDOR | VITAL SIGNS MONITOR | CONNEX SPOT MONITOR | (21)100071982420 | WELCH ALLYN | PM | 1 | 55
12772 | ADDITION | SOL11664 | ADELAIDE HEALTH CENTRE | SITE SERVICES-CORRIDOR | VITAL SIGNS MONITOR | CONNEX SPOT MONITOR | (21)100078232520 | WELCH ALLYN | PM | 1 | 55
12773 | ADDITION | SOL11665 | ROYAL SOUTH HANTS HOSPITAL | FANSHAWE WARD | VITAL SIGNS MONITOR | CONNEX SPOT MONITOR | (21)10008202520 | WELCH ALLYN | PM | 1 | 55
12774 | ADDITION | SOL11666 | ADELAIDE HEALTH CENTRE | SITE SERVICES-CORRIDOR | VITAL SIGNS MONITOR | CONNEX SPOT MONITOR | (21)100074822420 | WELCH ALLYN | PM | 1 | 55
12775 | ADDITION | SOL11667 | ROYAL SOUTH HANTS HOSPITAL | FANSHAWE WARD | VITAL SIGNS MONITOR | CONNEX SPOT MONITOR | (21)100078242520 | WELCH ALLYN | PM | 1 | 55
12776 | ADDITION | SOL11668 | ST MARY'S COMMUNITY HEALTH CAMPUS | COMMUNITY NURSING TEAM | BLOOD PRESSURE MONITOR | LIMPET | 19071172 | ACCOSON | PM | 1 | 8
12777 | ADDITION | SOL11671 | ST MARY'S COMMUNITY HEALTH CAMPUS | COMMUNITY NURSING TEAM | PULSE OXIMETER-FINGER | MD300C19 | 202468623908 | BEIJING CHOICE ELECTRONICS | PM | 1 | 15
12778 | ADDITION | SOL11672 | ST MARY'S COMMUNITY HEALTH CAMPUS | COMMUNITY NURSING TEAM | PULSE OXIMETER-FINGER | MD300C19 | 201668606756 | BEIJING CHOICE ELECTRONICS | PM | 1 | 15
12779 | ADDITION | SOL11673 | ST MARY'S COMMUNITY HEALTH CAMPUS | COMMUNITY NURSING TEAM | PULSE OXIMETER-FINGER | MD300C19 | 201668608918 | BEIJING CHOICE ELECTRONICS | PM | 1 | 15
12780 | ADDITION | SOL11674 | ST MARY'S COMMUNITY HEALTH CAMPUS | COMMUNITY NURSING TEAM | PULSE OXIMETER-FINGER | MD300C19 | 202468623907 | BEIJING CHOICE ELECTRONICS | PM | 1 | 15
12781 | ADDITION | SOL11675 | ST MARY'S COMMUNITY HEALTH CAMPUS | COMMUNITY NURSING TEAM | PULSE OXIMETER-FINGER | MD300C19 | 202468623909 | BEIJING CHOICE ELECTRONICS | PM | 1 | 15
12782 | ADDITION | SOL11676 | ST MARY'S COMMUNITY HEALTH CAMPUS | COMMUNITY NURSING TEAM | PULSE OXIMETER-FINGER | MD300C19 | 202468623910 | BEIJING CHOICE ELECTRONICS | PM | 1 | 15
12783 | ADDITION | SOL11677 | ST MARY'S COMMUNITY HEALTH CAMPUS | COMMUNITY NURSING TEAM | PULSE OXIMETER-FINGER | MD300C19 | 201668608242 | BEIJING CHOICE ELECTRONICS | PM | 1 | 15
12784 | ADDITION | SOL11678 | ST MARY'S COMMUNITY HEALTH CAMPUS | COMMUNITY NURSING TEAM | PULSE OXIMETER-FINGER | MD300C19 | 201668606741 | BEIJING CHOICE ELECTRONICS | PM | 1 | 15
12785 | ADDITION | SOL11679 | WESTERN COMMUNITY HOSPITAL | SNOWDON WARD-MAIN BLOCK | EXERCISER-BICYCLE | MOTOMED VIVA2 | A36-VM2-003105 | RECK TECHNIK | PM | 1 | 25
12786 | ADDITION | SOL11680 | BITTERNE HEALTH CENTRE | COMMUNITY NURSING TEAM | GLUCOMETER | SD CODE FREE | M03TF07BAC7710 | SD BIOSENSOR | ASSET ONLY | 1 | NOT TO BE PRICED
12787 | ADDITION | SOL11681 | BITTERNE HEALTH CENTRE | COMMUNITY NURSING TEAM | GLUCOMETER | SD CODE FREE | M03TF07BAC7703 | SD BIOSENSOR | ASSET ONLY | 1 | NOT TO BE PRICED
12788 | ADDITION | SOL11682 | BITTERNE HEALTH CENTRE | COMMUNITY NURSING TEAM | GLUCOMETER | SD CODE FREE | M03TF07BAC7704 | SD BIOSENSOR | ASSET ONLY | 1 | NOT TO BE PRICED
12789 | ADDITION | SOL11683 | BITTERNE HEALTH CENTRE | COMMUNITY NURSING TEAM | GLUCOMETER | SD CODE FREE | M03TF07BAC7706 | SD BIOSENSOR | ASSET ONLY | 1 | NOT TO BE PRICED
12790 | ADDITION | SOL11684 | BITTERNE HEALTH CENTRE | COMMUNITY NURSING TEAM | GLUCOMETER | SD CODE FREE | M03TF07BAC7701 | SD BIOSENSOR | ASSET ONLY | 1 | NOT TO BE PRICED
12791 | ADDITION | SOL11685 | BITTERNE HEALTH CENTRE | COMMUNITY NURSING TEAM | GLUCOMETER | SD CODE FREE | M03TF07BAC7714 | SD BIOSENSOR | ASSET ONLY | 1 | NOT TO BE PRICED
12792 | ADDITION | SOL11686 | BITTERNE HEALTH CENTRE | COMMUNITY NURSING TEAM | GLUCOMETER | SD CODE FREE | M03TF07BAC7708 | SD BIOSENSOR | ASSET ONLY | 1 | NOT TO BE PRICED
12793 | ADDITION | SOL11687 | BITTERNE HEALTH CENTRE | COMMUNITY NURSING TEAM | GLUCOMETER | SD CODE FREE | M03TF07BAC7707 | SD BIOSENSOR | ASSET ONLY | 1 | NOT TO BE PRICED
12794 | ADDITION | SOL11688 | BITTERNE HEALTH CENTRE | COMMUNITY NURSING TEAM | GLUCOMETER | SD CODE FREE | M03TF07BAC7702 | SD BIOSENSOR | ASSET ONLY | 1 | NOT TO BE PRICED
12795 | ADDITION | SOL11689 | BITTERNE HEALTH CENTRE | COMMUNITY NURSING TEAM | GLUCOMETER | SD CODE FREE | M03TF07BAC7709 | SD BIOSENSOR | ASSET ONLY | 1 | NOT TO BE PRICED
12796 | ADDITION | SOL11690 | ST MARY'S COMMUNITY HEALTH CAMPUS | PORTSMOUTH REHAB AND REABLEMENT TEAM - PRRT | BLOOD PRESSURE MONITOR | NONE | 11690 | NONE | PM | 1 | 8
12797 | ADDITION | SOL11691 | ST MARY'S COMMUNITY HEALTH CAMPUS | PORTSMOUTH REHAB AND REABLEMENT TEAM - PRRT | BLOOD PRESSURE MONITOR | NONE | 11691 | HONSUN CO LTD | PM | 1 | 8
12798 | ADDITION | SOL11692 | ST MARY'S COMMUNITY HEALTH CAMPUS | PORTSMOUTH REHAB AND REABLEMENT TEAM - PRRT | BLOOD PRESSURE MONITOR | NONE | 11692 | HONSUN CO LTD | PM | 1 | 8
12799 | ADDITION | SOL11693 | ST MARY'S COMMUNITY HEALTH CAMPUS | PORTSMOUTH REHAB AND REABLEMENT TEAM - PRRT | BLOOD PRESSURE MONITOR | NONE | 11693 | HONSUN CO LTD | PM | 1 | 8
12800 | ADDITION | SOL11694 | ST MARY'S COMMUNITY HEALTH CAMPUS | PORTSMOUTH REHAB AND REABLEMENT TEAM - PRRT | BLOOD PRESSURE MONITOR | NONE | 11694 | HONSUN CO LTD | PM | 1 | 8
12801 | ADDITION | SOL11695 | ST MARY'S COMMUNITY HEALTH CAMPUS | PORTSMOUTH REHAB AND REABLEMENT TEAM - PRRT | BLOOD PRESSURE MONITOR | NONE | 11695 | HONSUN CO LTD | PM | 1 | 8
12802 | ADDITION | SOL11696 | ST MARY'S COMMUNITY HEALTH CAMPUS | PORTSMOUTH REHAB AND REABLEMENT TEAM - PRRT | BLOOD PRESSURE MONITOR | NONE | 11696 | HONSUN CO LTD | PM | 1 | 8
12803 | ADDITION | SOL11697 | ST MARY'S COMMUNITY HEALTH CAMPUS | PORTSMOUTH REHAB AND REABLEMENT TEAM - PRRT | BLOOD PRESSURE MONITOR | NONE | 11697 | HONSUN CO LTD | PM | 1 | 8
12804 | ADDITION | SOL11698 | ST MARY'S COMMUNITY HEALTH CAMPUS | PORTSMOUTH REHAB AND REABLEMENT TEAM - PRRT | BLOOD PRESSURE MONITOR | ANEROID | 19071301 | ACCOSON | PM | 1 | 8
12805 | ADDITION | SOL11699 | ST MARY'S COMMUNITY HEALTH CAMPUS | PORTSMOUTH REHAB AND REABLEMENT TEAM - PRRT | BLOOD PRESSURE MONITOR | ANEROID | 19071322 | ACCOSON | PM | 1 | 8
12806 | ADDITION | SOL11700 | ST MARY'S COMMUNITY HEALTH CAMPUS | PORTSMOUTH REHAB AND REABLEMENT TEAM - PRRT | BLOOD PRESSURE MONITOR | ANEROID | 141100174 | ACCOSON | PM | 1 | 8
12807 | ADDITION | SOL11701 | ST MARY'S COMMUNITY HEALTH CAMPUS | PORTSMOUTH REHAB AND REABLEMENT TEAM - PRRT | BLOOD PRESSURE MONITOR | DB32 | 11701 | TRULY INSTRUMENTS | PM | 1 | 8
12808 | ADDITION | SOL11702 | ST MARY'S COMMUNITY HEALTH CAMPUS | PORTSMOUTH REHAB AND REABLEMENT TEAM - PRRT | BLOOD PRESSURE MONITOR | DB32 | 11702 | TRULY INSTRUMENTS | PM | 1 | 8
12809 | ADDITION | SOL11703 | ST MARY'S COMMUNITY HEALTH CAMPUS | PORTSMOUTH REHAB AND REABLEMENT TEAM - PRRT | BLOOD PRESSURE MONITOR | DB32 | 11703 | TRULY INSTRUMENTS | PM | 1 | 8
12810 | ADDITION | SOL11704 | ST MARY'S COMMUNITY HEALTH CAMPUS | PORTSMOUTH REHAB AND REABLEMENT TEAM - PRRT | BLOOD PRESSURE MONITOR | DB32 | 11704 | TRULY INSTRUMENTS | PM | 1 | 8
12811 | ADDITION | SOL11705 | ST MARY'S COMMUNITY HEALTH CAMPUS | PORTSMOUTH REHAB AND REABLEMENT TEAM - PRRT | BLOOD PRESSURE MONITOR | DB32 | 11705 | TRULY INSTRUMENTS | PM | 1 | 8
12812 | ADDITION | SOL11706 | ST MARY'S COMMUNITY HEALTH CAMPUS | PORTSMOUTH REHAB AND REABLEMENT TEAM - PRRT | BLOOD PRESSURE MONITOR | DB32 | 11706 | TRULY INSTRUMENTS | PM | 1 | 8
12813 | ADDITION | SOL11707 | ST MARY'S COMMUNITY HEALTH CAMPUS | PORTSMOUTH REHAB AND REABLEMENT TEAM - PRRT | BLOOD PRESSURE MONITOR | LD-575 | 1957500370 | SCIAN | PM | 1 | 8
12814 | ADDITION | SOL11708 | ST MARY'S COMMUNITY HEALTH CAMPUS | PORTSMOUTH REHAB AND REABLEMENT TEAM - PRRT | PULSE OXIMETER-FINGER | MD300C19 | 201668607099 | BEIJING CHOICE ELECTRONICS | PM | 1 | 15
12815 | ADDITION | SOL11709 | ST MARY'S COMMUNITY HEALTH CAMPUS | PORTSMOUTH REHAB AND REABLEMENT TEAM - PRRT | PULSE OXIMETER-FINGER | MD300C19 | 201668607100 | BEIJING CHOICE ELECTRONICS | PM | 1 | 15
12816 | ADDITION | SOL11710 | ST MARY'S COMMUNITY HEALTH CAMPUS | PORTSMOUTH REHAB AND REABLEMENT TEAM - PRRT | PULSE OXIMETER-FINGER | MD300C19 | 201668607098 | BEIJING CHOICE ELECTRONICS | PM | 1 | 15
12817 | ADDITION | SOL11711 | ST MARY'S COMMUNITY HEALTH CAMPUS | PORTSMOUTH REHAB AND REABLEMENT TEAM - PRRT | PULSE OXIMETER-FINGER | MD300C19 | 201668607097 | BEIJING CHOICE ELECTRONICS | PM | 1 | 15
12818 | ADDITION | SOL11712 | ST MARY'S COMMUNITY HEALTH CAMPUS | PORTSMOUTH REHAB AND REABLEMENT TEAM - PRRT | PULSE OXIMETER-FINGER | MD300C19 | 201668607096 | BEIJING CHOICE ELECTRONICS | PM | 1 | 15
12819 | ADDITION | SOL11713 | ST MARY'S COMMUNITY HEALTH CAMPUS | PORTSMOUTH REHAB AND REABLEMENT TEAM - PRRT | PULSE OXIMETER-FINGER | MD300C19 | 201668607092 | BEIJING CHOICE ELECTRONICS | PM | 1 | 15
12820 | ADDITION | SOL11714 | ST MARY'S COMMUNITY HEALTH CAMPUS | PORTSMOUTH REHAB AND REABLEMENT TEAM - PRRT | PULSE OXIMETER-FINGER | MD300C19 | 201668607094 | BEIJING CHOICE ELECTRONICS | PM | 1 | 15
12821 | ADDITION | SOL11715 | ST MARY'S COMMUNITY HEALTH CAMPUS | PORTSMOUTH REHAB AND REABLEMENT TEAM - PRRT | PULSE OXIMETER-FINGER | MD300C19 | 201668607093 | BEIJING CHOICE ELECTRONICS | PM | 1 | 15
12822 | ADDITION | SOL11716 | ST MARY'S COMMUNITY HEALTH CAMPUS | PORTSMOUTH REHAB AND REABLEMENT TEAM - PRRT | PULSE OXIMETER-FINGER | MD300C19 | 201668608910 | BEIJING CHOICE ELECTRONICS | PM | 1 | 15
12823 | ADDITION | SOL11717 | ST MARY'S COMMUNITY HEALTH CAMPUS | PORTSMOUTH REHAB AND REABLEMENT TEAM - PRRT | PULSE OXIMETER-FINGER | MD300C19 | 201668608909 | BEIJING CHOICE ELECTRONICS | PM | 1 | 15
12824 | ADDITION | SOL11718 | ST MARY'S COMMUNITY HEALTH CAMPUS | PORTSMOUTH REHAB AND REABLEMENT TEAM - PRRT | PULSE OXIMETER-FINGER | MD300C19 | 201668608908 | BEIJING CHOICE ELECTRONICS | PM | 1 | 15
12825 | ADDITION | SOL11719 | ST MARY'S COMMUNITY HEALTH CAMPUS | PORTSMOUTH REHAB AND REABLEMENT TEAM - PRRT | PULSE OXIMETER-FINGER | MD300C19 | 201668608907 | BEIJING CHOICE ELECTRONICS | PM | 1 | 15
12826 | ADDITION | SOL11720 | ST MARY'S COMMUNITY HEALTH CAMPUS | PORTSMOUTH REHAB AND REABLEMENT TEAM - PRRT | PULSE OXIMETER-FINGER | MD300C19 | 201668608906 | BEIJING CHOICE ELECTRONICS | PM | 1 | 15
12827 | ADDITION | SOL11721 | ST MARY'S COMMUNITY HEALTH CAMPUS | PORTSMOUTH REHAB AND REABLEMENT TEAM - PRRT | PULSE OXIMETER-FINGER | MD300C19 | 201668608904 | BEIJING CHOICE ELECTRONICS | PM | 1 | 15
12828 | ADDITION | SOL11722 | ST MARY'S COMMUNITY HEALTH CAMPUS | PORTSMOUTH REHAB AND REABLEMENT TEAM - PRRT | PULSE OXIMETER-FINGER | MD300C19 | 201668608905 | BEIJING CHOICE ELECTRONICS | PM | 1 | 15
12829 | ADDITION | SOL11723 | ST MARY'S COMMUNITY HEALTH CAMPUS | PORTSMOUTH REHAB AND REABLEMENT TEAM - PRRT | PULSE OXIMETER-FINGER | MD300C19 | 201668608903 | BEIJING CHOICE ELECTRONICS | PM | 1 | 15
12830 | ADDITION | SOL11724 | ST MARY'S COMMUNITY HEALTH CAMPUS | PORTSMOUTH REHAB AND REABLEMENT TEAM - PRRT | PULSE OXIMETER-FINGER | MD300C19 | 201668608902 | BEIJING CHOICE ELECTRONICS | PM | 1 | 15
12831 | ADDITION | SOL11725 | ST MARY'S COMMUNITY HEALTH CAMPUS | PORTSMOUTH REHAB AND REABLEMENT TEAM - PRRT | PULSE OXIMETER-FINGER | MD300C19 | 201668608901 | BEIJING CHOICE ELECTRONICS | PM | 1 | 15
12832 | ADDITION | SOL11726 | ST MARY'S COMMUNITY HEALTH CAMPUS | PORTSMOUTH REHAB AND REABLEMENT TEAM - PRRT | BLOOD PRESSURE MONITOR | DB32 | 11726 | TRULY INSTRUMENTS | PM | 1 | 8
12833 | ADDITION | SOL11727 | ST MARY'S COMMUNITY HEALTH CAMPUS | PORTSMOUTH REHAB AND REABLEMENT TEAM - PRRT | BLOOD PRESSURE MONITOR | DB32 | 11727 | TRULY INSTRUMENTS | PM | 1 | 8
12834 | ADDITION | SOL11728 | ST MARY'S COMMUNITY HEALTH CAMPUS | PORTSMOUTH REHAB AND REABLEMENT TEAM - PRRT | BLOOD PRESSURE MONITOR | DB32 | 11728 | TRULY INSTRUMENTS | PM | 1 | 8
12835 | ADDITION | SOL11729 | ST MARY'S COMMUNITY HEALTH CAMPUS | PORTSMOUTH REHAB AND REABLEMENT TEAM - PRRT | BLOOD PRESSURE MONITOR | DB32 | 11729 | TRULY INSTRUMENTS | PM | 1 | 8
12836 | ADDITION | SOL11730 | ST MARY'S COMMUNITY HEALTH CAMPUS | PORTSMOUTH REHAB AND REABLEMENT TEAM - PRRT | BLOOD PRESSURE MONITOR | ANEROID | 19071296 | ACCOSON | PM | 1 | 8
12837 | ADDITION | SOL11731 | ST MARY'S COMMUNITY HEALTH CAMPUS | PORTSMOUTH REHAB AND REABLEMENT TEAM - PRRT | BLOOD PRESSURE MONITOR | ANEROID | 19071278 | ACCOSON | PM | 1 | 8
12838 | ADDITION | SOL11732 | ST MARY'S COMMUNITY HEALTH CAMPUS | PORTSMOUTH REHAB AND REABLEMENT TEAM - PRRT | PULSE OXIMETER-FINGER | MD300C2 | 191544200891 | BEIJING CHOICE ELECTRONICS | PM | 1 | 15
12839 | ADDITION | SOL11733 | ST MARY'S COMMUNITY HEALTH CAMPUS | PORTSMOUTH REHAB AND REABLEMENT TEAM - PRRT | BLOOD PRESSURE MONITOR | NONE | 1173 | HONSUN CO LTD | PM | 1 | 8
12840 | ADDITION | SOL11734 | ST MARY'S COMMUNITY HEALTH CAMPUS | PORTSMOUTH REHAB AND REABLEMENT TEAM - PRRT | BLOOD PRESSURE MONITOR | NONE | 11734 | HONSUN CO LTD | PM | 1 | 8
12841 | ADDITION | SOL11735 | ST MARY'S COMMUNITY HEALTH CAMPUS | PORTSMOUTH REHAB AND REABLEMENT TEAM - PRRT | BLOOD PRESSURE MONITOR | NONE | 11735 | HONSUN CO LTD | PM | 1 | 8
12842 | ADDITION | SOL11736 | ST MARY'S COMMUNITY HEALTH CAMPUS | PORTSMOUTH REHAB AND REABLEMENT TEAM - PRRT | BLOOD PRESSURE MONITOR | NONE | 11736 | HONSUN CO LTD | PM | 1 | 8
12843 | ADDITION | SOL11738 | ST MARY'S COMMUNITY HEALTH CAMPUS | PORTSMOUTH REHAB AND REABLEMENT TEAM - PRRT | PULSE OXIMETER-FINGER | MD300C2 | 182244200547 | BEIJING CHOICE ELECTRONICS | PM | 1 | 15
12844 | ADDITION | SOL11739 | ST MARY'S COMMUNITY HEALTH CAMPUS | PORTSMOUTH REHAB AND REABLEMENT TEAM - PRRT | BLOOD PRESSURE MONITOR | NONE | 11739 | HONSUN CO LTD | PM | 1 | 8
12845 | ADDITION | SOL11742 | ST MARY'S COMMUNITY HEALTH CAMPUS | PORTSMOUTH REHAB AND REABLEMENT TEAM - PRRT | PULSE OXIMETER-FINGER | MD300C2 | 191544200893 | BEIJING CHOICE ELECTRONICS | PM | 1 | 15
12846 | ADDITION | SOL11743 | ST MARY'S COMMUNITY HEALTH CAMPUS | PORTSMOUTH REHAB AND REABLEMENT TEAM - PRRT | BLOOD PRESSURE MONITOR | ANEROID | 19071290 | ACCOSON | PM | 1 | 8
12847 | ADDITION | SOL11744 | ST MARY'S COMMUNITY HEALTH CAMPUS | PORTSMOUTH REHAB AND REABLEMENT TEAM - PRRT | PULSE OXIMETER-FINGER | ONYX II | 502788753 | NONIN | PM | 1 | 15
12848 | ADDITION | SOL11745 | ST MARY'S COMMUNITY HEALTH CAMPUS | PORTSMOUTH REHAB AND REABLEMENT TEAM - PRRT | BLOOD PRESSURE MONITOR | ANEROID | 19071304 | ACCOSON | PM | 1 | 8
12849 | ADDITION | SOL11746 | ADELAIDE HEALTH CENTRE | HEALTH VISITING AND SCHOOL NURSING | SCALES | 761 | 2761247066866 | SECA LTD | PM | 1 | 15
12850 | ADDITION | SOL11747 | CEDAR SCHOOL | SCHOOL NURSES-NURSES ROOM | PLINTH | NONE | 256160920 | G SHAW & SONS | PM | 1 | 35
12851 | ADDITION | SOL11748 | WESTERN COMMUNITY HOSPITAL | KITE UNIT | WHEELCHAIR | NONE | 11748 | INVACARE | PM | 1 | 20
12852 | ADDITION | SOL11749 | ROYAL SOUTH HANTS HOSPITAL | TB SERVICE-CLINIC ROOM 1 | SCALES | 861 | 10000000009265 | SECA LTD | PM | 1 | 15
12853 | ADDITION | SOL11750 | BROADCAST HOUSE | COMMUNITY NURSING TEAM | PULSE OXIMETER-FINGER | 9006368 | 180315900920 | HENRY SCHEIN | PM | 1 | 15
12854 | ADDITION | SOL11751 | BROADCAST HOUSE | COMMUNITY NURSING TEAM | SPHYGMOMANOMETER | SHOCK RESISTANT | 150227171318 | WELCH ALLYN | PM | 1 | 8
12855 | ADDITION | SOL11752 | BATTENBURG AVENUE CLINIC | CHILDREN COMMUNITY NURSING-CHILD NURSING | HUMIDIFIER | HC150AEK | 160627027732 | FISHER & PAYKEL | PM | 1 | 55
12856 | ADDITION | SOL11755 | BROADCAST HOUSE | COMMUNITY NURSING TEAM | PULSE OXIMETER-FINGER | 9006368 | 175019900447 | HENRY SCHEIN | PM | 1 | 15
12857 | ADDITION | SOL11756 | BROADCAST HOUSE | COMMUNITY NURSING TEAM | ASPIRATOR | 7305P-U | PU541041 | DRIVE DEVILBISS | PM | 1 | 25
12858 | ADDITION | SOL11757 | ST MARY'S COMMUNITY HEALTH CAMPUS | COMMUNITY NURSING TEAM | PULSE OXIMETER-FINGER | MD300C19 | 202468623931 | BEIJING CHOICE ELECTRONICS | PM | 1 | 15
12859 | ADDITION | SOL11758 | ST MARY'S COMMUNITY HEALTH CAMPUS | COMMUNITY NURSING TEAM | PULSE OXIMETER-FINGER | MD300C19 | 202468623932 | BEIJING CHOICE ELECTRONICS | PM | 1 | 15
12860 | ADDITION | SOL11759 | ST MARY'S COMMUNITY HEALTH CAMPUS | COMMUNITY NURSING TEAM | PULSE OXIMETER-FINGER | MD300C19 | 202468623935 | BEIJING CHOICE ELECTRONICS | PM | 1 | 15
12861 | ADDITION | SOL11760 | ST MARY'S COMMUNITY HEALTH CAMPUS | COMMUNITY NURSING TEAM | PULSE OXIMETER-FINGER | MD300C19 | 202468623933 | BEIJING CHOICE ELECTRONICS | PM | 1 | 15
12862 | ADDITION | SOL11761 | ST MARY'S COMMUNITY HEALTH CAMPUS | COMMUNITY NURSING TEAM | PULSE OXIMETER-FINGER | MD300C19 | 202468623934 | BEIJING CHOICE ELECTRONICS | PM | 1 | 15
12863 | ADDITION | SOL11762 | ST MARY'S COMMUNITY HEALTH CAMPUS | COMMUNITY NURSING TEAM | PULSE OXIMETER-FINGER | MD300C19 | 202468623936 | BEIJING CHOICE ELECTRONICS | PM | 1 | 15
12864 | ADDITION | SOL11763 | ST MARY'S COMMUNITY HEALTH CAMPUS | COMMUNITY NURSING TEAM | PULSE OXIMETER-FINGER | MD300C19 | 202468623938 | BEIJING CHOICE ELECTRONICS | PM | 1 | 15
12865 | ADDITION | SOL11764 | ST MARY'S COMMUNITY HEALTH CAMPUS | COMMUNITY NURSING TEAM | PULSE OXIMETER-FINGER | MD300C19 | 202468623937 | BEIJING CHOICE ELECTRONICS | PM | 1 | 15
12866 | ADDITION | SOL11765 | ST MARY'S COMMUNITY HEALTH CAMPUS | COMMUNITY NURSING TEAM | PULSE OXIMETER-FINGER | MD300C19 | 202468623940 | BEIJING CHOICE ELECTRONICS | PM | 1 | 15
12867 | ADDITION | SOL11766 | ST MARY'S COMMUNITY HEALTH CAMPUS | COMMUNITY NURSING TEAM | PULSE OXIMETER-FINGER | MD300C19 | 202468623939 | BEIJING CHOICE ELECTRONICS | PM | 1 | 15
12868 | ADDITION | SOL11767 | ST MARY'S COMMUNITY HEALTH CAMPUS | THE TURNER CENTRE-HEART FAILURE TEAM | BLOOD PRESSURE MONITOR | ANEROID | 20080279 | ACCOSON | PM | 1 | 8
12869 | ADDITION | SOL11768 | ST MARY'S COMMUNITY HEALTH CAMPUS | COMMUNITY NURSING TEAM | BLOOD PRESSURE MONITOR | ANEROID | 20080134 | ACCOSON | PM | 1 | 8
12870 | ADDITION | SOL11769 | ST MARY'S COMMUNITY HEALTH CAMPUS | COMMUNITY NURSING TEAM | BLOOD PRESSURE MONITOR | ANEROID | 20080266 | ACCOSON | PM | 1 | 8
12871 | ADDITION | SOL11770 | ST MARY'S COMMUNITY HEALTH CAMPUS | COMMUNITY NURSING TEAM | BLOOD PRESSURE MONITOR | ANEROID | 20080247 | ACCOSON | PM | 1 | 8
12872 | ADDITION | SOL11771 | ST MARY'S COMMUNITY HEALTH CAMPUS | COMMUNITY NURSING TEAM | BLOOD PRESSURE MONITOR | ANEROID | 20080219 | ACCOSON | PM | 1 | 8
12873 | ADDITION | SOL11772 | BATTENBURG AVENUE CLINIC | CHILDREN COMMUNITY NURSING-CHILD NURSING | VENTILATOR | TRILOGY 100 | TV116020962 | PHILIPS HEALTHCARE | PM | 1 | 799
12874 | ADDITION | SOL11773 | WESTERN COMMUNITY HOSPITAL | SNOWDON WARD-MAIN BLOCK | WHEELCHAIR | REA AZALEA ASSIST TR | 20D05001522 | INVACARE | PM | 1 | 20
12875 | ADDITION | SOL11774 | WESTERN COMMUNITY HOSPITAL | SNOWDON WARD-MAIN BLOCK | WHEELCHAIR | REA AZALEA ASSIST TR | 20D05003968 | INVACARE | PM | 1 | 20
12876 | ADDITION | SOL11775 | BROADCAST HOUSE | COMMUNITY NURSING TEAM | THERMOMETER | DET-306 | 11775 | SHANGHAI INTERNATIONAL | PM | 1 | 15
12877 | ADDITION | SOL11776 | BROADCAST HOUSE | COMMUNITY NURSING TEAM | THERMOMETER | DET-306 | 11776 | SHANGHAI INTERNATIONAL | PM | 1 | 15
12878 | ADDITION | SOL11777 | BROADCAST HOUSE | COMMUNITY NURSING TEAM | THERMOMETER | DET-306 | 11777 | SHANGHAI INTERNATIONAL | PM | 1 | 15
12879 | ADDITION | SOL11778 | BROADCAST HOUSE | COMMUNITY NURSING TEAM | THERMOMETER | DET-306 | 11778 | SHANGHAI INTERNATIONAL | PM | 1 | 15
12880 | ADDITION | SOL11779 | BROADCAST HOUSE | COMMUNITY NURSING TEAM | THERMOMETER | DET-306 | 11779 | SHANGHAI INTERNATIONAL | PM | 1 | 15
12881 | ADDITION | SOL11780 | BROADCAST HOUSE | COMMUNITY NURSING TEAM | THERMOMETER | DET-306 | 11780 | SHANGHAI INTERNATIONAL | PM | 1 | 15
12882 | ADDITION | SOL11781 | BROADCAST HOUSE | COMMUNITY NURSING TEAM | THERMOMETER | DET-306 | 11781 | SHANGHAI INTERNATIONAL | PM | 1 | 15
12883 | ADDITION | SOL11782 | ROYAL SOUTH HANTS HOSPITAL | COMMUNITY NURSING TEAM | THERMOMETER | DET-306 | 11782 | SHANGHAI INTERNATIONAL | PM | 1 | 15
12884 | ADDITION | SOL11783 | BROADCAST HOUSE | COMMUNITY NURSING TEAM | THERMOMETER | DET-306 | 11783 | SHANGHAI INTERNATIONAL | PM | 1 | 15
12885 | ADDITION | SOL11784 | BROADCAST HOUSE | COMMUNITY NURSING TEAM | THERMOMETER | DET-306 | 11784 | SHANGHAI INTERNATIONAL | PM | 1 | 15
12886 | ADDITION | SOL11785 | BROADCAST HOUSE | COMMUNITY NURSING TEAM | ASPIRATOR | LSU | 78421150319 | LAERDAL MEDICAL | PM | 1 | 25
12887 | ADDITION | SOL11786 | ST MARY'S COMMUNITY HEALTH CAMPUS | OUTPATIENTS | MEDICAL FRIDGE | PESR47UK | 00380227444410568 | LEC MEDICAL | PM | 1 | 15
12888 | ADDITION | SOL11787 | ST MARY'S COMMUNITY HEALTH CAMPUS | OUTPATIENTS | MEDICAL FRIDGE | PESR47UK | 91280246444410568 | LEC MEDICAL | PM | 1 | 15
12889 | ADDITION | SOL11788 | ST MARY'S COMMUNITY HEALTH CAMPUS | SPINNAKER WARD | MEDICAL FRIDGE | PEGR107UK | 00400004444410639 | LEC MEDICAL | PM | 1 | 15
12890 | ADDITION | SOL11789 | BATTENBURG AVENUE CLINIC | CHILDREN COMMUNITY NURSING-CHILD NURSING | HUMIDIFIER | HC150AEK | 150304003116 | FISHER & PAYKEL | PM | 1 | 55
12891 | ADDITION | SOL11790 | ROYAL SOUTH HANTS HOSPITAL | COMMUNITY NURSING TEAM | THERMOMETER | THERMOSCAN IRT 6020 | 25816K48404 | BRAUN | PM | 1 | 15
12892 | ADDITION | SOL11791 | BROADCAST HOUSE | COMMUNITY NURSING TEAM | BLOOD PRESSURE MONITOR | DURASHOCK DS54 | 100805105701 | WELCH ALLYN | PM | 1 | 8
12893 | ADDITION | SOL11792 | BROADCAST HOUSE | COMMUNITY NURSING TEAM | PULSE OXIMETER-FINGER | 9006368 | 201315900886 | HENRY SCHEIN | PM | 1 | 15
12894 | ADDITION | SOL11793 | ST MARY'S COMMUNITY HEALTH CAMPUS | COMMUNITY NURSING TEAM | PULSE OXIMETER-FINGER | MD300C2 | 183144200348 | BEIJING CHOICE ELECTRONICS | PM | 1 | 15
12895 | ADDITION | SOL11794 | ST MARY'S COMMUNITY HEALTH CAMPUS | COMMUNITY NURSING TEAM | PULSE OXIMETER-FINGER | ANP100 | 18040803378 | ANA WIZ LTD | PM | 1 | 15
12896 | ADDITION | SOL11795 | ST MARY'S COMMUNITY HEALTH CAMPUS | COMMUNITY NURSING TEAM | BLOOD PRESSURE MONITOR | NONE | 11795 | NOT KNOWN | PM | 1 | 8
12897 | ADDITION | SOL11796 | WESTERN COMMUNITY HOSPITAL | SNOWDON WARD-MAIN BLOCK | STIMULATOR-MUSCLE | NEURO-TOX | 01490258 | NEUROSOFT | PM | 1 | 25
12898 | ADDITION | SOL1217 | EASTNEY HEALTH CENTRE | DENTAL-DENTAL CLINIC | ASPIRATOR | LSU | 78070667431 | LAERDAL MEDICAL | OEM-AIH | 1 | 25
12899 | ADDITION | SOL4674 | ROYAL SOUTH HANTS HOSPITAL | OCCUPATIONAL HEALTH-BRAMBLES BUNGALOW | THERMOMETER | GENTLE TEMP 510 | 20071106755UF | OMRON HEALTHCARE | PM | 1 | 15
12900 | ADDITION | SOL4686 | ROYAL SOUTH HANTS HOSPITAL | OCCUPATIONAL HEALTH-BRAMBLES BUNGALOW | MEDICAL FRIDGE | L455WS | 6D010315 | LEC MEDICAL | PM | 1 | 15
12901 | ADDITION | SOL4690 | ROYAL SOUTH HANTS HOSPITAL | OCCUPATIONAL HEALTH-BRAMBLES BUNGALOW | BLOOD PRESSURE MONITOR | ACCOSON | 4690 | ACCOSON | PM | 1 | 8
12902 | ADDITION | SOL8251 | ADELAIDE HEALTH CENTRE | HEALTH VISITING AND SCHOOL NURSING | AUDIOMETER | AS608 | 758024 | INTERACOUSTICS | OEM-AIH | 1 | 146
12903 | ADDITION | SOL8831 | ADELAIDE HEALTH CENTRE | HEALTH VISITING AND SCHOOL NURSING | AUDIOMETER | AS608 | 806522 | INTERACOUSTICS | OEM-AIH | 1 | 146
12904 | ADDITION | SOL9135 | ST MARY'S COMMUNITY HEALTH CAMPUS | PORTSMOUTH REHAB AND REABLEMENT TEAM - PRRT | BLOOD PRESSURE MONITOR | NONE | 1809091772 | SHENZHEN CREATIVE | PM | 1 | 8
12905 | ADDITION | SOL9208 | ALDERSHOT CENTRE FOR HEALTH | DENTAL ROOM | TORNADO HOOD WITH BATTERY CHARGER PACK | PF251/2 | 74933 | 3M HEALTH CARE LTD | OEM-AIH | 1 | 45
12906 | ADDITION | SOL9308 | ROYAL SOUTH HANTS HOSPITAL | NICHOLSTOWN SURGERY | PULSE OXIMETER-FINGER | WW1000 | 4090747 | SMITHS MEDICAL | PM | 1 | 15
12907 | ADDITION | SOL9309 | ROYAL SOUTH HANTS HOSPITAL | NICHOLSTOWN SURGERY | PULSE OXIMETER-FINGER | WW1000 | 4090764 | SMITHS MEDICAL | PM | 1 | 15
12908 | ADDITION | SOL9799 | ROYAL SOUTH HANTS HOSPITAL | COMMUNITY INDEPENDENCE SERVICE-LEVEL A | PULSE OXIMETER-FINGER | MD-H10 | 9799 | HUNAN ACCURATE BIO-MEDIC | PM | 1 | 15
12909 | ADDITION | SOL9863 | TWO SAINTS DAY CENTRE | HOMELESS HEALTH TEAM-TWO SAINTS DAY | BREATH ANALYSER | MARK X | 103552 | ALCOVISOR | PM | 1 | 95
12910 | ADDITION | SOL9864 | TWO SAINTS DAY CENTRE | HOMELESS HEALTH TEAM-TWO SAINTS DAY | BREATH ANALYSER | MARK X | 106733 | ALCOVISOR | PM | 1 | 95
12911 | ADDITION | SOL9868 | SATELLITE CLINIC | HOMELESS HEALTH TEAM-PATRICK HOUSE-GP SURGERY | BLOOD PRESSURE MONITOR | M6 AC | 20160501536VG | OMRON HEALTHCARE | PM | 1 | 8
12912 | ADDITION | SOL9870 | TWO SAINTS DAY CENTRE | HOMELESS HEALTH TEAM-TWO SAINTS DAY | BLOOD PRESSURE MONITOR | M6 AC | 20160501534VG | OMRON HEALTHCARE | PM | 1 | 8
12913 | ADDITION | SOL9978 | ADELAIDE HEALTH CENTRE | SITE SERVICES-CORRIDOR | VITAL SIGNS MONITOR | CONNEX SPOT MONITOR | (21)100074762420 | WELCH ALLYN | PM | 1 | 55
12914 | ADDITION | SOL9979 | ADELAIDE HEALTH CENTRE | SITE SERVICES-CORRIDOR | VITAL SIGNS MONITOR | CONNEX SPOT MONITOR | (21)100071922420 | WELCH ALLYN | PM | 1 | 55
12915 | ADDITION | SOL9980 | ST JAMES HOSPITAL | ADULT MENTAL HEALTH-MAPLE WARD | BED-ELECTRIC | WOBURN LOW V4 | 200103204261 | HARVEST HEALTHCARE | PM | 1 | 20
12916 | ADDITION | SOL9981 | BATTENBURG AVENUE CLINIC | CHILDREN COMMUNITY NURSING-CHILD NURSING | VENTILATOR | NIPPY JUNIOR+ | 2019-35251 | BREAS MEDICAL | PM | 1 | 250
12917 | ADDITION | 1405 | WESTERN COMMUNITY HOSPITAL | SNOWDON WARD-MAIN BLOCK | SLING-UNIVERSAL | 200 | 01405 | OXFORD INSTRUMENTS | OEM-MEDACO | 1 | 14
12918 | ADDITION | 1503 | WESTERN COMMUNITY HOSPITAL | SNOWDON WARD-MAIN BLOCK | SLING | HYGINE | 01503 | HANDICARE | OEM-MEDACO | 1 | 14
12919 | ADDITION | 45253 | ST MARY'S COMMUNITY HEALTH CAMPUS | SPINNAKER WARD | SLING | SLING | 045253 | PRISM MEDICAL | OEM-MEDACO | 1 | 14
12920 | ADDITION | 6895 | WESTERN COMMUNITY HOSPITAL | SNOWDON WARD-MAIN BLOCK | SLING-UNIVERSAL | 200 | 06895 | MACKWORTH | OEM-MEDACO | 1 | 14
12921 | ADDITION | 1047084400758 | ST MARY'S COMMUNITY HEALTH CAMPUS | SPINNAKER WARD | SLING | SLING | 1047084400758 | ARJO HUNTLEIGH | OEM-MEDACO | 1 | 14
12922 | ADDITION | 1111023757 | ST MARY'S COMMUNITY HEALTH CAMPUS | SPINNAKER WARD | SLING | SLING | 1111023757 | PRISM MEDICAL | OEM-MEDACO | 1 | 14
12923 | ADDITION | 14165 | ST MARY'S COMMUNITY HEALTH CAMPUS | LEARNING AND DEVELOPMENT TEAM | SLING | SLING | 14165 | OXFORD INSTRUMENTS | OEM-MEDACO | 1 | 14
12924 | ADDITION | 17450 | ST MARY'S COMMUNITY HEALTH CAMPUS | LEARNING AND DEVELOPMENT TEAM | SLING | SLING | 17450 | OXFORD INSTRUMENTS | OEM-MEDACO | 1 | 14
12925 | ADDITION | 1811059609 | ST MARY'S COMMUNITY HEALTH CAMPUS | SPINNAKER WARD | SLING | SLING | 1811059609 | PRISM MEDICAL | OEM-MEDACO | 1 | 14
12926 | ADDITION | 2105758487 | ST MARY'S COMMUNITY HEALTH CAMPUS | SPINNAKER WARD | SLING | SLING | 2105758487 | PRISM MEDICAL | OEM-MEDACO | 1 | 14
12927 | ADDITION | 2105758488 | ST MARY'S COMMUNITY HEALTH CAMPUS | SPINNAKER WARD | SLING | SLING | 2105758488 | PRISM MEDICAL | OEM-MEDACO | 1 | 14
12928 | ADDITION | 220814004200011 | ROYAL SOUTH HANTS HOSPITAL | BRAMBLES WARD-LOWER BRAMBLES | SLING-UNIVERSAL | 190 | 220814004200011 | ARJO HUNTLEIGH | OEM-MEDACO | 1 | 14
12929 | ADDITION | 221113008200004 | ST JAMES HOSPITAL | THE LIMES-BROOKER UNIT | SLING | SLING | 221113008200004 | ARJO HUNTLEIGH | OEM-MEDACO | 1 | 14
12930 | ADDITION | 221114019700012 | ROYAL SOUTH HANTS HOSPITAL | BRAMBLES WARD-LOWER BRAMBLES | SLING-UNIVERSAL | 190 | 221114019700012 | ARJO HUNTLEIGH | OEM-MEDACO | 1 | 14
12931 | ADDITION | 30015 | ST MARY'S COMMUNITY HEALTH CAMPUS | LEARNING AND DEVELOPMENT TEAM | SLING | SLING | 30015 | OXFORD INSTRUMENTS | OEM-MEDACO | 1 | 14
12932 | ADDITION | 300219996235 | ST JAMES HOSPITAL | THE LIMES-BROOKER UNIT | SLING-UNIVERSAL | 272 | 300219996235 | ARJO HUNTLEIGH | OEM-MEDACO | 1 | 14
12933 | ADDITION | 37184 | ST MARY'S COMMUNITY HEALTH CAMPUS | LEARNING AND DEVELOPMENT TEAM | SLING | SLING | 37184 | OXFORD INSTRUMENTS | OEM-MEDACO | 1 | 14
12934 | ADDITION | 40809 | ST MARY'S COMMUNITY HEALTH CAMPUS | SPINNAKER WARD | SLING-UNIVERSAL | 200 | 40809 | MACKWORTH | OEM-MEDACO | 1 | 14
12935 | ADDITION | 40951 | ST MARY'S COMMUNITY HEALTH CAMPUS | SPINNAKER WARD | SLING-UNIVERSAL | 200 | 40951 | MACKWORTH | OEM-MEDACO | 1 | 14
12936 | ADDITION | 42823 | ST MARY'S COMMUNITY HEALTH CAMPUS | SPINNAKER WARD | SLING-UNIVERSAL | 200 | 42823 | MACKWORTH | OEM-MEDACO | 1 | 14
12937 | ADDITION | 43504004 | WESTERN COMMUNITY HOSPITAL | SNOWDON WARD-MAIN BLOCK | SLING | STANDING | 43504004 | HANDICARE | OEM-MEDACO | 1 | 14
12938 | ADDITION | 43504006 | WESTERN COMMUNITY HOSPITAL | SNOWDON WARD-MAIN BLOCK | SLING | STANDING | 43504006 | HANDICARE | OEM-MEDACO | 1 | 14
12939 | ADDITION | 43504007 | WESTERN COMMUNITY HOSPITAL | SNOWDON WARD-MAIN BLOCK | SLING | STANDING | 43504007 | HANDICARE | OEM-MEDACO | 1 | 14
12940 | ADDITION | 47815 | WESTERN COMMUNITY HOSPITAL | SNOWDON WARD-MAIN BLOCK | SLING-UNIVERSAL | 200 | 47815 | MACKWORTH | OEM-MEDACO | 1 | 14
12941 | ADDITION | 48306 | ST MARY'S COMMUNITY HEALTH CAMPUS | SPINNAKER WARD | SLING-UNIVERSAL | 200 | 48306 | MACKWORTH | OEM-MEDACO | 1 | 14
12942 | ADDITION | 48345 | ST MARY'S COMMUNITY HEALTH CAMPUS | SPINNAKER WARD | SLING-UNIVERSAL | 200 | 48345 | MACKWORTH | OEM-MEDACO | 1 | 14
12943 | ADDITION | 48762 | ST MARY'S COMMUNITY HEALTH CAMPUS | SPINNAKER WARD | SLING-UNIVERSAL | 200 | 48762 | MACKWORTH | OEM-MEDACO | 1 | 14
12944 | ADDITION | 50331784 | ST MARY'S HOSPITAL-IOW | SEXUAL HEALTH | MICROSCOPE | DM2500 | 50331784 | LEICA MICROSYSTEMS | OEM-CONTRACT PM | 1 | 95
12945 | ADDITION | 5284 | WESTERN COMMUNITY HOSPITAL | SNOWDON WARD-MAIN BLOCK | SLING | HYGINE | 5284 | HANDICARE | OEM-MEDACO | 1 | 14
12946 | ADDITION | 7405140058 | ROYAL SOUTH HANTS HOSPITAL | BRAMBLES WARD-LOWER BRAMBLES | SLING | SLING | 7405140058 | ARJO HUNTLEIGH | OEM-MEDACO | 1 | 14
12947 | ADDITION | 740514006400018 | ROYAL SOUTH HANTS HOSPITAL | BRAMBLES WARD-LOWER BRAMBLES | SLING-UNIVERSAL | 190 | 740514006400018 | ARJO HUNTLEIGH | OEM-MEDACO | 1 | 14
12948 | ADDITION | 740514006900018 | ROYAL SOUTH HANTS HOSPITAL | BRAMBLES WARD-LOWER BRAMBLES | SLING-UNIVERSAL | 190 | 740514006900018 | ARJO HUNTLEIGH | OEM-MEDACO | 1 | 14
12949 | ADDITION | 740618003050 | ST MARY'S COMMUNITY HEALTH CAMPUS | SPINNAKER WARD | SLING-UNIVERSAL | 190 | 740618003050 | ARJO HUNTLEIGH | OEM-MEDACO | 1 | 14
12950 | ADDITION | 740618005050 | ST MARY'S COMMUNITY HEALTH CAMPUS | SPINNAKER WARD | SLING-UNIVERSAL | 190 | 740618005050 | ARJO HUNTLEIGH | OEM-MEDACO | 1 | 14
12951 | ADDITION | 7409140042000030 | ROYAL SOUTH HANTS HOSPITAL | FANSHAWE WARD | SLING | SLING | 740914004200038 | ARJO HUNTLEIGH | OEM-MEDACO | 1 | 14
12952 | ADDITION | 74101400390003 | ROYAL SOUTH HANTS HOSPITAL | BRAMBLES WARD-LOWER BRAMBLES | SLING | SLING | 74101400390003 | ARJO HUNTLEIGH | OEM-MEDACO | 1 | 14
12953 | ADDITION | 7412140020 | ROYAL SOUTH HANTS HOSPITAL | BRAMBLES WARD-LOWER BRAMBLES | SLING | SLING | 7412140020 | ARJO HUNTLEIGH | OEM-MEDACO | 1 | 14
12954 | ADDITION | 7700036168 | ROYAL SOUTH HANTS HOSPITAL | BRAMBLES WARD-LOWER BRAMBLES | SLING | UNIVERSAL | 7700036168 | ARJO HUNTLEIGH | OEM-MEDACO | 1 | 14
12955 | ADDITION | 828810 | WESTERN COMMUNITY HOSPITAL | SNOWDON WARD-MAIN BLOCK | SLING-UNIVERSAL | 190 | 828810 | ARJO HUNTLEIGH | OEM-MEDACO | 1 | 14
12956 | ADDITION | A764779 | ROYAL SOUTH HANTS HOSPITAL | FANSHAWE WARD | SLING-UNIVERSAL | 200 | A764779 | LIKO | OEM-MEDACO | 1 | 14
12957 | ADDITION | A7647797 | WESTERN COMMUNITY HOSPITAL | SNOWDON WARD-MAIN BLOCK | SLING-UNIVERSAL | 200 | A7647797 | LIKO | OEM-MEDACO | 1 | 14
12958 | ADDITION | A905811 | WESTERN COMMUNITY HOSPITAL | SNOWDON WARD-MAIN BLOCK | SLING-UNIVERSAL | 200 | A905811 | LIKO | OEM-MEDACO | 1 | 14
12959 | ADDITION | KKX52820M205 | ROYAL SOUTH HANTS HOSPITAL | BRAMBLES WARD-LOWER BRAMBLES | SLING | SLING | KKX52820M205 | ARJO HUNTLEIGH | OEM-MEDACO | 1 | 14
12960 | ADDITION | KKX52820M503 | ROYAL SOUTH HANTS HOSPITAL | INPATIENT UNIT-END OF LIFE CARE | SLING-UNIVERSAL | 190 | KKX52820M503 | ARJO HUNTLEIGH | OEM-MEDACO | 1 | 14
12961 | ADDITION | KKX52820M808 | ROYAL SOUTH HANTS HOSPITAL | BRAMBLES WARD-LOWER BRAMBLES | SLING | SLING | KKX52820M808 | ARJO HUNTLEIGH | OEM-MEDACO | 1 | 14
12962 | ADDITION | KKX52820M809 | ROYAL SOUTH HANTS HOSPITAL | BRAMBLES WARD-LOWER BRAMBLES | SLING | SLING | KKX52820M809 | ARJO HUNTLEIGH | OEM-MEDACO | 1 | 14
12963 | ADDITION | KKX52940L | ROYAL SOUTH HANTS HOSPITAL | BRAMBLES WARD-LOWER BRAMBLES | SLING | SLING | KKX52940L | ARJO HUNTLEIGH | OEM-MEDACO | 1 | 14
12964 | ADDITION | KXX52820M | WESTERN COMMUNITY HOSPITAL | SNOWDON WARD-MAIN BLOCK | SLING | ENCORE LAP BELT | KXX52820M | ARJO HUNTLEIGH | OEM-MEDACO | 1 | 14
12965 | ADDITION | MAA1210-M | WESTERN COMMUNITY HOSPITAL | SNOWDON WARD-MAIN BLOCK | SLING | SLING | MAA1210-M | ARJO HUNTLEIGH | OEM-MEDACO | 1 | 14
12966 | ADDITION | MAA2000-15 | ST JAMES HOSPITAL | THE LIMES-BROOKER UNIT | SLING-UNIVERSAL | 190 | MAA2000-15 | ARJO HUNTLEIGH | OEM-MEDACO | 1 | 14
12967 | ADDITION | MAA4000-1S | ST JAMES HOSPITAL | THE LIMES-BROOKER UNIT | SLING-UNIVERSAL | 190 | MAA4000-1S | ARJO HUNTLEIGH | OEM-MEDACO | 1 | 14
12968 | ADDITION | MAA4000-2S | ST JAMES HOSPITAL | THE LIMES-BROOKER UNIT | SLING | SLING | MAA4000-2S | ARJO HUNTLEIGH | OEM-MEDACO | 1 | 14
12969 | ADDITION | MAA4000M | ST JAMES HOSPITAL | THE LIMES-BROOKER UNIT | SLING-UNIVERSAL | 190 | MAA4000M | ARJO HUNTLEIGH | OEM-MEDACO | 1 | 14
12970 | ADDITION | MAA4031-2M | ST JAMES HOSPITAL | THE LIMES-BROOKER UNIT | SLING-UNIVERSAL | 190 | MAA4031-2M | ARJO HUNTLEIGH | OEM-MEDACO | 1 | 14
12971 | ADDITION | MAA4031-3M | ST JAMES HOSPITAL | THE LIMES-BROOKER UNIT | SLING | SLING | MAA4031-3M | ARJO HUNTLEIGH | OEM-MEDACO | 1 | 14
12972 | ADDITION | MAA4031-4M | ST JAMES HOSPITAL | THE LIMES-BROOKER UNIT | SLING | SLING | MAA4031-4M | ARJO HUNTLEIGH | OEM-MEDACO | 1 | 14
12973 | ADDITION | MAA4031-5M | ST JAMES HOSPITAL | THE ORCHARDS-CRISIS RESOLUTION TREATMENT TEAM | SLING-UNIVERSAL | 190 | MAA4031-5M | ARJO HUNTLEIGH | OEM-MEDACO | 1 | 14
12974 | ADDITION | MAA4031-6L | ST JAMES HOSPITAL | THE LIMES-BROOKER UNIT | SLING-UNIVERSAL | 190 | MAA4031-6L | ARJO HUNTLEIGH | OEM-MEDACO | 1 | 14
12975 | ADDITION | MAA4031-7L | ST JAMES HOSPITAL | THE LIMES-BROOKER UNIT | SLING | SLING | MAA4031-7L | ARJO HUNTLEIGH | OEM-MEDACO | 1 | 14
12976 | ADDITION | MAA4031-8L | ST JAMES HOSPITAL | THE LIMES-BROOKER UNIT | SLING-UNIVERSAL | 190 | MAA4031-8L | ARJO HUNTLEIGH | OEM-MEDACO | 1 | 14
12977 | ADDITION | MAA4031-9L | ST JAMES HOSPITAL | THE LIMES-BROOKER UNIT | SLING-UNIVERSAL | 190 | MAA4031-9L | ARJO HUNTLEIGH | OEM-MEDACO | 1 | 14
12978 | ADDITION | MAA4060-1L | ST JAMES HOSPITAL | THE LIMES-BROOKER UNIT | SLING-UNIVERSAL | 190 | MAA4060-1L | ARJO HUNTLEIGH | OEM-MEDACO | 1 | 14
12979 | ADDITION | MAA4100M | ST JAMES HOSPITAL | THE LIMES-BROOKER UNIT | SLING-UNIVERSAL | 190 | MAA4100M | ARJO HUNTLEIGH | OEM-MEDACO | 1 | 14
12980 | ADDITION | MAA4160-1M | ST JAMES HOSPITAL | THE LIMES-BROOKER UNIT | SLING-UNIVERSAL | 190 | MAA4160-1M | ARJO HUNTLEIGH | OEM-MEDACO | 1 | 14
12981 | ADDITION | MAA4160-2L | ST JAMES HOSPITAL | THE ORCHARDS-CRISIS RESOLUTION TREATMENT TEAM | SLING | SLING | MAA4160-2L | ARJO HUNTLEIGH | OEM-MEDACO | 1 | 14
12982 | ADDITION | MAAA031M-S | ST MARY'S COMMUNITY HEALTH CAMPUS | SPINNAKER WARD | SLING | SLING | MAAA031M-S | ARJO HUNTLEIGH | OEM-MEDACO | 1 | 14
12983 | ADDITION | oh130 | ST MARY'S COMMUNITY HEALTH CAMPUS | LEARNING AND DEVELOPMENT TEAM | SLING | SLING | oh130 | OXFORD INSTRUMENTS | OEM-MEDACO | 1 | 14
12984 | ADDITION | P0648001 | ST MARY'S COMMUNITY HEALTH CAMPUS | SPINNAKER WARD | SLING | SLING | P0648001 | ARJO HUNTLEIGH | OEM-MEDACO | 1 | 14
12985 | ADDITION | P0649005 | ST MARY'S COMMUNITY HEALTH CAMPUS | SPINNAKER WARD | SLING | SLING | P0649005 | ARJO HUNTLEIGH | OEM-MEDACO | 1 | 14
12986 | ADDITION | P0649026 | ST MARY'S COMMUNITY HEALTH CAMPUS | SPINNAKER WARD | SLING | SLING | P0649026 | ARJO HUNTLEIGH | OEM-MEDACO | 1 | 14
12987 | ADDITION | P0654945 | ST MARY'S COMMUNITY HEALTH CAMPUS | SPINNAKER WARD | SLING | SLING | P0654945 | ARJO HUNTLEIGH | OEM-MEDACO | 1 | 14
12988 | ADDITION | PO414081 | WESTERN COMMUNITY HOSPITAL | KITE UNIT | HOIST-CHAIR | CARENDO | PO414081 | ARJO HUNTLEIGH | OEM-MEDACO | 1 | 142
12989 | ADDITION | PO547429 | WESTERN COMMUNITY HOSPITAL | SNOWDON WARD-MAIN BLOCK | HOIST-CHAIR | CARENDO | PO547429 | ARJO HUNTLEIGH | OEM-MEDACO | 1 | 142
12990 | ADDITION | PW1712042418 | WESTERN COMMUNITY HOSPITAL | SNOWDON WARD-MAIN BLOCK | SLING | SLING | PW1712042418 | PRISM MEDICAL | OEM-MEDACO | 1 | 14
12991 | ADDITION | PW1802045247 | ST MARY'S COMMUNITY HEALTH CAMPUS | SPINNAKER WARD | SLING | UNIVERSAL | PW1802045247 | PRISM MEDICAL | OEM-MEDACO | 1 | 14
12992 | ADDITION | PW1905068856 | WESTERN COMMUNITY HOSPITAL | SNOWDON WARD-MAIN BLOCK | SLING | SLING | PW1905068856 | PRISM MEDICAL | OEM-MEDACO | 1 | 14
12993 | ADDITION | PW2101749348 | ST MARY'S COMMUNITY HEALTH CAMPUS | SPINNAKER WARD | SLING | SLING | PW2101749348 | PRISM MEDICAL | OEM-MEDACO | 1 | 14
12994 | ADDITION | S0212441 | WESTERN COMMUNITY HOSPITAL | SNOWDON WARD-MAIN BLOCK | SLING-STANDING | 220 | S0212441 | SILVALEA | OEM-MEDACO | 1 | 14
12995 | ADDITION | S0216333 | WESTERN COMMUNITY HOSPITAL | SNOWDON WARD-MAIN BLOCK | SLING-STANDING | 220 | S0216333 | SILVALEA | OEM-MEDACO | 1 | 14
12996 | ADDITION | SL1510110108 | ST MARY'S COMMUNITY HEALTH CAMPUS | LEARNING AND DEVELOPMENT TEAM | SLING | SLING | SL1510110108 | OXFORD INSTRUMENTS | OEM-MEDACO | 1 | 14
12997 | ADDITION | SL4905070213 | ROYAL SOUTH HANTS HOSPITAL | FANSHAWE WARD | SLING | OXFORD | SL4905070213 | OXFORD INSTRUMENTS | OEM-MEDACO | 1 | 14
12998 | ADDITION | SL6116070009 | ST MARY'S COMMUNITY HEALTH CAMPUS | LEARNING AND DEVELOPMENT TEAM | SLING | SLING | SL6116070009 | OXFORD INSTRUMENTS | OEM-MEDACO | 1 | 14
12999 | ADDITION | SL8613080004 | ROYAL SOUTH HANTS HOSPITAL | FANSHAWE WARD-FANSHAWE WING | SLING | STANDING | SL8613080004 | OXFORD INSTRUMENTS | OEM-MEDACO | 1 | 14
13000 | ADDITION | SOL1009 | QUEEN ALEXANDRA HOSPITAL | REHABILITATION CENTRE-PHYSIOTHERAPY | STIMULATOR-MUSCLE | MODEL STIM | 150812148 | WELL LIFE HEALTHCARE | PM | 1 | 25
13001 | ADDITION | SOL10490 | ADELAIDE HEALTH CENTRE | PODIATRY-PODIATRY CLINIC | LIGHT-EXAMINATION | LHH10 | 8506-150-3402 | LUXO LTD | PM | 1 | 25
13002 | ADDITION | SOL10782 | ST JAMES HOSPITAL | THE LIMES-BROOKER UNIT | BED-ELECTRIC | LAGO | SW16296 | HAELVOET | PM | 1 | 20
13003 | ADDITION | SOL10854 | WESTERN COMMUNITY HOSPITAL | SNOWDON WARD-MAIN BLOCK | PLINTH | UNIVERSAL COUCH | 10854 | HOMECRAFT | PM | 1 | 45
13004 | ADDITION | SOL10855 | WESTERN COMMUNITY HOSPITAL | SNOWDON WARD-MAIN BLOCK | PLINTH | UNIVERSAL COUCH | 10855 | HOMECRAFT | PM | 1 | 45
13005 | ADDITION | SOL11051 | ST MARY'S COMMUNITY HEALTH CAMPUS | COMMUNITY NURSING TEAM | PULSE OXIMETER-FINGER | MD300C2 | 195144200285 | BEIJING CHOICE ELECTRONICS | PM | 1 | 55
13006 | ADDITION | SOL11175 | ROYAL SOUTH HANTS HOSPITAL | SEXUAL HEALTH | ULTRASOUND SCANNER | X3 | 0485588488 | SONOSCAPE | OEM-AIH | 1 | 375
13007 | ADDITION | SOL11193 | ROYAL SOUTH HANTS HOSPITAL | SEXUAL HEALTH | ULTRASOUND SCANNER | X3 | 0482547428 | SONOSCAPE | OEM-AIH | 1 | 375
13008 | ADDITION | SOL11459 | WESTERN COMMUNITY HOSPITAL | SNOWDON WARD-MAIN BLOCK | WHEELCHAIR | AWLAWC007A | AW200500166 | DRIVE DEVILBISS | PM | 1 | 25
13009 | ADDITION | SOL11798 | ST MARY'S COMMUNITY HEALTH CAMPUS | SPINNAKER WARD | THERMOMETER | JXB-182 | M12200501849 | GUANGZHOU JINXINBAO | PM | 1 | 15
13010 | ADDITION | SOL11800 | CROWN HEIGHTS | SEXUAL HEALTH | MEDICAL FRIDGE | PE207C | 81180573444441792 | LEC MEDICAL | PM | 1 | 15
13011 | ADDITION | SOL11801 | ROYAL SOUTH HANTS HOSPITAL | OCCUPATIONAL HEALTH-BRAMBLES BUNGALOW | MEDICAL FRIDGE | PPSR158UK | 00880274444410526 | LEC MEDICAL | PM | 1 | 15
13012 | ADDITION | SOL11802 | BATTENBURG AVENUE CLINIC | CHILDREN COMMUNITY NURSING-CHILD NURSING | PULSE OXIMETER-HANDHELD | PM10N | MBP2048406 | COVIDIEN | PM | 1 | 55
13013 | ADDITION | SOL11803 | BATTENBURG AVENUE CLINIC | CHILDREN COMMUNITY NURSING-CHILD NURSING | VENTILATOR | NIPPY JUNIOR+ | 2018-33090 | BREAS MEDICAL | PM | 1 | 250
13014 | ADDITION | SOL11804 | BATTENBURG AVENUE CLINIC | CHILDREN COMMUNITY NURSING-CHILD NURSING | VENTILATOR | NIPPY JUNIOR+ | 2018-31352 | BREAS MEDICAL | PM | 1 | 250
13015 | ADDITION | SOL11805 | BATTENBURG AVENUE CLINIC | CHILDREN COMMUNITY NURSING-CHILD NURSING | VENTILATOR | NIPPY JUNIOR+ | 2016-27688 | BREAS MEDICAL | PM | 1 | 250
13016 | ADDITION | SOL11806 | BATTENBURG AVENUE CLINIC | CHILDREN COMMUNITY NURSING-CHILD NURSING | VENTILATOR | NIPPY JUNIOR+ | 2019-34957 | BREAS MEDICAL | PM | 1 | 250
13017 | ADDITION | SOL11807 | BATTENBURG AVENUE CLINIC | CHILDREN COMMUNITY NURSING-CHILD NURSING | VENTILATOR | NIPPY JUNIOR+ | 2016-25644 | BREAS MEDICAL | PM | 1 | 250
13018 | ADDITION | SOL11809 | ROMSEY HOSPITAL | PODIATRY-PODIATRY CLINIC | DRILL-PODIATRY | PODOLOG ONE | 43010S | HELMUT RUCK GMBH | PM | 1 | 45
13019 | ADDITION | SOL11810 | ADELAIDE HEALTH CENTRE | PODIATRY-PODIATRY CLINIC | WOUND IMAGING DEVICE | MOLECULIGHT | 2018111226 | MOLECULIGHT INC | PM | 1 | 65
13020 | ADDITION | SOL11811 | ROYAL SOUTH HANTS HOSPITAL | COMMUNITY NURSING TEAM | ABPI MONITOR | ABPI MDD | ME01V14-062009439 | MESI LTD | OEM-CONTRACT PM | 1 | 250
13021 | ADDITION | SOL11812 | BITTERNE HEALTH CENTRE | COMMUNITY NURSING TEAM | ABPI MONITOR | ABPI MDD | ME01V14-062009440 | MESI LTD | OEM-CONTRACT PM | 1 | 250
13022 | ADDITION | SOL11813 | BITTERNE HEALTH CENTRE | COMMUNITY NURSING TEAM | ABPI MONITOR | ABPI MDD | ME01V14-061907585 | MESI LTD | OEM-CONTRACT PM | 1 | 250
13023 | ADDITION | SOL11814 | BROADCAST HOUSE | COMMUNITY NURSING TEAM | BLOOD PRESSURE MONITOR | UA-767S-W | 5200301557 | A&D INSTRUMENTS | PM | 1 | 8
13024 | ADDITION | SOL11815 | BROADCAST HOUSE | COMMUNITY NURSING TEAM | GLUCOMETER | SD CODE FREE | M03TG01BAA0944 | SD BIOSENSOR | ASSET ONLY | 1 | NOT TO BE PRICED
13025 | ADDITION | SOL11816 | BROADCAST HOUSE | COMMUNITY NURSING TEAM | GLUCOMETER | SD CODE FREE | M03TG01BAA0924 | SD BIOSENSOR | ASSET ONLY | 1 | NOT TO BE PRICED
13026 | ADDITION | SOL11817 | BROADCAST HOUSE | COMMUNITY NURSING TEAM | GLUCOMETER | SD CODE FREE | M03TG01BAA0925 | SD BIOSENSOR | ASSET ONLY | 1 | NOT TO BE PRICED
13027 | ADDITION | SOL11818 | BROADCAST HOUSE | COMMUNITY NURSING TEAM | GLUCOMETER | SD CODE FREE | M03TG01BAA0926 | SD BIOSENSOR | ASSET ONLY | 1 | NOT TO BE PRICED
13028 | ADDITION | SOL11819 | BROADCAST HOUSE | COMMUNITY NURSING TEAM | GLUCOMETER | SD CODE FREE | M03TG01BAA0961 | SD BIOSENSOR | ASSET ONLY | 1 | NOT TO BE PRICED
13029 | ADDITION | SOL11820 | BROADCAST HOUSE | COMMUNITY NURSING TEAM | GLUCOMETER | SD CODE FREE | M03TG01BAA0962 | SD BIOSENSOR | ASSET ONLY | 1 | NOT TO BE PRICED
13030 | ADDITION | SOL11821 | BROADCAST HOUSE | COMMUNITY NURSING TEAM | GLUCOMETER | SD CODE FREE | M03TG01BAA0923 | SD BIOSENSOR | ASSET ONLY | 1 | NOT TO BE PRICED
13031 | ADDITION | SOL11822 | BROADCAST HOUSE | COMMUNITY NURSING TEAM | GLUCOMETER | SD CODE FREE | M03TG01BAA0958 | SD BIOSENSOR | ASSET ONLY | 1 | NOT TO BE PRICED
13032 | ADDITION | SOL11823 | BROADCAST HOUSE | COMMUNITY NURSING TEAM | GLUCOMETER | SD CODE FREE | M03TG01BAA0959 | SD BIOSENSOR | ASSET ONLY | 1 | NOT TO BE PRICED
13033 | ADDITION | SOL11824 | BROADCAST HOUSE | COMMUNITY NURSING TEAM | GLUCOMETER | SD CODE FREE | M03TG01BAA0960 | SD BIOSENSOR | ASSET ONLY | 1 | NOT TO BE PRICED
13034 | ADDITION | SOL11825 | BROADCAST HOUSE | COMMUNITY NURSING TEAM | GLUCOMETER | SD CODE FREE | M03TG01BAA0912 | SD BIOSENSOR | ASSET ONLY | 1 | NOT TO BE PRICED
13035 | ADDITION | SOL11826 | BROADCAST HOUSE | COMMUNITY NURSING TEAM | GLUCOMETER | SD CODE FREE | M03TG01BAA0938 | SD BIOSENSOR | ASSET ONLY | 1 | NOT TO BE PRICED
13036 | ADDITION | SOL11827 | BROADCAST HOUSE | COMMUNITY NURSING TEAM | GLUCOMETER | SD CODE FREE | M03TG01BAA0905 | SD BIOSENSOR | ASSET ONLY | 1 | NOT TO BE PRICED
13037 | ADDITION | SOL11828 | BROADCAST HOUSE | COMMUNITY NURSING TEAM | GLUCOMETER | SD CODE FREE | M03TG01BAA0906 | SD BIOSENSOR | ASSET ONLY | 1 | NOT TO BE PRICED
13038 | ADDITION | SOL11829 | BROADCAST HOUSE | COMMUNITY NURSING TEAM | GLUCOMETER | SD CODE FREE | M03TG01BAA0910 | SD BIOSENSOR | ASSET ONLY | 1 | NOT TO BE PRICED
13039 | ADDITION | SOL11830 | BROADCAST HOUSE | COMMUNITY NURSING TEAM | GLUCOMETER | SD CODE FREE | M03TG01BAA0945 | SD BIOSENSOR | ASSET ONLY | 1 | NOT TO BE PRICED
13040 | ADDITION | SOL11831 | BROADCAST HOUSE | COMMUNITY NURSING TEAM | GLUCOMETER | SD CODE FREE | M03TG01BAA0946 | SD BIOSENSOR | ASSET ONLY | 1 | NOT TO BE PRICED
13041 | ADDITION | SOL11832 | BROADCAST HOUSE | COMMUNITY NURSING TEAM | GLUCOMETER | SD CODE FREE | M03TG01BAA0947 | SD BIOSENSOR | ASSET ONLY | 1 | NOT TO BE PRICED
13042 | ADDITION | SOL11833 | BROADCAST HOUSE | COMMUNITY NURSING TEAM | GLUCOMETER | SD CODE FREE | M03TG01BAA0927 | SD BIOSENSOR | ASSET ONLY | 1 | NOT TO BE PRICED
13043 | ADDITION | SOL11834 | BROADCAST HOUSE | COMMUNITY NURSING TEAM | GLUCOMETER | SD CODE FREE | M03TG01BAA0943 | SD BIOSENSOR | ASSET ONLY | 1 | NOT TO BE PRICED
13044 | ADDITION | SOL11835 | ST MARY'S COMMUNITY HEALTH CAMPUS | COMMUNITY NURSING TEAM | THERMOMETER | ACT8000 | 23100377 | ZEAL | PM | 1 | 15
13045 | ADDITION | SOL11836 | ST MARY'S COMMUNITY HEALTH CAMPUS | COMMUNITY NURSING TEAM | THERMOMETER | ACT8000 | 23100378 | ZEAL | PM | 1 | 15
13046 | ADDITION | SOL11837 | ST MARY'S COMMUNITY HEALTH CAMPUS | COMMUNITY NURSING TEAM | THERMOMETER | ACT8000 | 23100371 | ZEAL | PM | 1 | 15
13047 | ADDITION | SOL11838 | ST MARY'S COMMUNITY HEALTH CAMPUS | COMMUNITY NURSING TEAM | THERMOMETER | ACT8000 | 23100244 | ZEAL | PM | 1 | 15
13048 | ADDITION | SOL11839 | ST MARY'S COMMUNITY HEALTH CAMPUS | COMMUNITY NURSING TEAM | THERMOMETER | ACT8000 | 23100242 | ZEAL | PM | 1 | 15
13049 | ADDITION | SOL11840 | ST MARY'S COMMUNITY HEALTH CAMPUS | COMMUNITY NURSING TEAM | THERMOMETER | ACT8000 | 23100248 | ZEAL | PM | 1 | 15
13050 | ADDITION | SOL11841 | ST MARY'S COMMUNITY HEALTH CAMPUS | COMMUNITY NURSING TEAM | THERMOMETER | ACT8000 | 23100250 | ZEAL | PM | 1 | 15
13051 | ADDITION | SOL11842 | ST MARY'S COMMUNITY HEALTH CAMPUS | COMMUNITY NURSING TEAM | THERMOMETER | ACT8000 | 23100247 | ZEAL | PM | 1 | 15
13052 | ADDITION | SOL11843 | ST MARY'S COMMUNITY HEALTH CAMPUS | COMMUNITY NURSING TEAM | THERMOMETER | ACT8000 | 23100249 | ZEAL | PM | 1 | 15
13053 | ADDITION | SOL11844 | ST MARY'S COMMUNITY HEALTH CAMPUS | COMMUNITY NURSING TEAM | THERMOMETER | ACT8000 | 23100181 | ZEAL | PM | 1 | 15
13054 | ADDITION | SOL11845 | ST MARY'S COMMUNITY HEALTH CAMPUS | COMMUNITY NURSING TEAM | THERMOMETER | ACT8000 | 23100243 | ZEAL | PM | 1 | 15
13055 | ADDITION | SOL11846 | ST MARY'S COMMUNITY HEALTH CAMPUS | COMMUNITY NURSING TEAM | THERMOMETER | ACT8000 | 23100241 | ZEAL | PM | 1 | 15
13056 | ADDITION | SOL11847 | ST MARY'S COMMUNITY HEALTH CAMPUS | COMMUNITY NURSING TEAM | THERMOMETER | ACT8000 | 23100245 | ZEAL | PM | 1 | 15
13057 | ADDITION | SOL11848 | ST MARY'S COMMUNITY HEALTH CAMPUS | COMMUNITY NURSING TEAM | THERMOMETER | ACT8000 | 23100183 | ZEAL | PM | 1 | 15
13058 | ADDITION | SOL11849 | ST MARY'S COMMUNITY HEALTH CAMPUS | COMMUNITY NURSING TEAM | THERMOMETER | ACT8000 | 23100185 | ZEAL | PM | 1 | 15
13059 | ADDITION | SOL11850 | ST MARY'S COMMUNITY HEALTH CAMPUS | COMMUNITY NURSING TEAM | BLOOD PRESSURE MONITOR | M1 COMPACT | 20140491820LF | OMRON HEALTHCARE | PM | 1 | 8
13060 | ADDITION | SOL11851 | ST MARY'S COMMUNITY HEALTH CAMPUS | COMMUNITY NURSING TEAM | PULSE OXIMETER-FINGER | MD300C2 | 150902000423 | BEIJING CHOICE ELECTRONICS | PM | 1 | 55
13061 | ADDITION | SOL11852 | ST MARY'S COMMUNITY HEALTH CAMPUS | COMMUNITY NURSING TEAM | BLOOD PRESSURE MONITOR | ACCOSON | 19071282 | ACCOSON | PM | 1 | 8
13062 | ADDITION | SOL11853 | ST MARY'S COMMUNITY HEALTH CAMPUS | COMMUNITY NURSING TEAM | THERMOMETER | ET-100A | 11853 | SCIAN | PM | 1 | 15
13063 | ADDITION | SOL11854 | ST MARY'S COMMUNITY HEALTH CAMPUS | COMMUNITY NURSING TEAM | INFUSION PUMP-SYRINGE | T34(3RD EDITION) | S00409385 | CME MCKINLEY | PM | 1 | 55
13064 | ADDITION | SOL11855 | ST MARY'S COMMUNITY HEALTH CAMPUS | COMMUNITY NURSING TEAM | INFUSION PUMP-SYRINGE | T34(3RD EDITION) | S00409271 | CME MCKINLEY | PM | 1 | 55
13065 | ADDITION | SOL11856 | ST MARY'S COMMUNITY HEALTH CAMPUS | COMMUNITY NURSING TEAM | INFUSION PUMP-SYRINGE | T34(3RD EDITION) | S00409384 | CME MCKINLEY | PM | 1 | 55
13066 | ADDITION | SOL11857 | ST MARY'S COMMUNITY HEALTH CAMPUS | COMMUNITY NURSING TEAM | INFUSION PUMP-SYRINGE | T34(3RD EDITION) | S00409737 | CME MCKINLEY | PM | 1 | 55
13067 | ADDITION | SOL11858 | ST MARY'S COMMUNITY HEALTH CAMPUS | COMMUNITY NURSING TEAM | INFUSION PUMP-SYRINGE | T34(3RD EDITION) | S00409698 | CME MCKINLEY | PM | 1 | 55
13068 | ADDITION | SOL11859 | ST MARY'S COMMUNITY HEALTH CAMPUS | COMMUNITY NURSING TEAM | INFUSION PUMP-SYRINGE | T34(3RD EDITION) | S00409318 | CME MCKINLEY | PM | 1 | 55
13069 | ADDITION | SOL11860 | ST MARY'S COMMUNITY HEALTH CAMPUS | COMMUNITY NURSING TEAM | INFUSION PUMP-SYRINGE | T34(3RD EDITION) | S00409314 | CME MCKINLEY | PM | 1 | 55
13070 | ADDITION | SOL11861 | ST MARY'S COMMUNITY HEALTH CAMPUS | COMMUNITY NURSING TEAM | INFUSION PUMP-SYRINGE | T34(3RD EDITION) | S00410179 | CME MCKINLEY | PM | 1 | 55
13071 | ADDITION | SOL11862 | ST MARY'S COMMUNITY HEALTH CAMPUS | COMMUNITY NURSING TEAM | INFUSION PUMP-SYRINGE | T34(3RD EDITION) | S00409769 | CME MCKINLEY | PM | 1 | 55
13072 | ADDITION | SOL11863 | ST MARY'S COMMUNITY HEALTH CAMPUS | COMMUNITY NURSING TEAM | INFUSION PUMP-SYRINGE | T34(3RD EDITION) | S00409642 | CME MCKINLEY | PM | 1 | 55
13073 | ADDITION | SOL11864 | ROYAL SOUTH HANTS HOSPITAL | SEXUAL HEALTH | HYFRECATOR | HYFRECATOR 2000 | 11MGJ664 | CONMED | PM | 1 | 130
13074 | ADDITION | SOL11865 | ROYAL SOUTH HANTS HOSPITAL | SEXUAL HEALTH | SMOKE EVACUATION SYSTEM | ACU-EVAC IE | 1992489 | ACUDERM | PM | 1 | 55
13075 | ADDITION | SOL11866 | TOTTON HEALTH CENTRE | PODIATRY-PODIATRY CLINIC | DOPPLER | D900 | KA5-98-26041 | HUNTLEIGH HEALTHCARE | PM | 1 | 30
13076 | ADDITION | SOL11867 | SOLENT MEDICAL SERVICES | COMMUNITY WELLBEING TEAM | BLOOD PRESSURE MONITOR | NONE | 11867 | NONE | PM | 1 | 8
13077 | ADDITION | SOL11868 | SOLENT MEDICAL SERVICES | COMMUNITY WELLBEING TEAM | BLOOD PRESSURE MONITOR | NONE | 11868 | NONE | PM | 1 | 8
13078 | ADDITION | SOL11869 | SOLENT MEDICAL SERVICES | COMMUNITY WELLBEING TEAM | BLOOD PRESSURE MONITOR | M2 COMPACT | 20160107323VG | OMRON HEALTHCARE | PM | 1 | 8
13079 | ADDITION | SOL11870 | SOLENT MEDICAL SERVICES | COMMUNITY WELLBEING TEAM | DOPPLER | BT-200 | CBK702029 | BISTOS | PM | 1 | 30
13080 | ADDITION | SOL11871 | SOLENT MEDICAL SERVICES | COMMUNITY WELLBEING TEAM | BLOOD PRESSURE MONITOR | M2 COMPACT | 20140801531VG | OMRON HEALTHCARE | PM | 1 | 8
13081 | ADDITION | SOL11872 | SOLENT MEDICAL SERVICES | COMMUNITY WELLBEING TEAM | PULSE OXIMETER-FINGER | ANP100 | NFCA306785 | ANA WIZ LTD | PM | 1 | 55
13082 | ADDITION | SOL11873 | SOLENT MEDICAL SERVICES | COMMUNITY WELLBEING TEAM | THERMOMETER | THERMOSCAN IRT 6020 | 34518K42242 | BRAUN | PM | 1 | 15
13083 | ADDITION | SOL11874 | SOLENT MEDICAL SERVICES | COMMUNITY WELLBEING TEAM | BLOOD PRESSURE MONITOR | NONE | 11874 | NONE | PM | 1 | 8
13084 | ADDITION | SOL11875 | SOLENT MEDICAL SERVICES | COMMUNITY WELLBEING TEAM | THERMOMETER | IRT3030 | E601C010755 | B BRAUN MEDICAL | PM | 1 | 15
13085 | ADDITION | SOL11876 | SOLENT MEDICAL SERVICES | COMMUNITY WELLBEING TEAM | PULSE OXIMETER-FINGER | ANP100 | NF1703503479 | ANAPULSE | PM | 1 | 55
13086 | ADDITION | SOL11877 | SOLENT MEDICAL SERVICES | COMMUNITY WELLBEING TEAM | BLOOD PRESSURE MONITOR | NONE | 11877 | NONE | PM | 1 | 8
13087 | ADDITION | SOL11878 | SOLENT MEDICAL SERVICES | COMMUNITY WELLBEING TEAM | BLOOD PRESSURE MONITOR | M2 COMPACT | 11878 | OMRON HEALTHCARE | PM | 1 | 8
13088 | ADDITION | SOL11879 | SOLENT MEDICAL SERVICES | COMMUNITY WELLBEING TEAM | BLOOD PRESSURE MONITOR | NONE | 11879 | NONE | PM | 1 | 8
13089 | ADDITION | SOL11880 | SOLENT MEDICAL SERVICES | COMMUNITY WELLBEING TEAM | PULSE OXIMETER-FINGER | ONYX VANTAGE | 501772394 | NONIN | PM | 1 | 55
13090 | ADDITION | SOL11881 | SOLENT MEDICAL SERVICES | COMMUNITY WELLBEING TEAM | THERMOMETER | THERMOSCAN IRT 6020 | 34518K03342 | BRAUN | PM | 1 | 15
13091 | ADDITION | SOL11882 | SOLENT MEDICAL SERVICES | COMMUNITY WELLBEING TEAM | BLOOD PRESSURE MONITOR | M2 COMPACT | 20150712026VG | OMRON HEALTHCARE | PM | 1 | 8
13092 | ADDITION | SOL11883 | SOLENT MEDICAL SERVICES | COMMUNITY WELLBEING TEAM | BLOOD PRESSURE MONITOR | M2 COMPACT | 20140801539VG | OMRON HEALTHCARE | PM | 1 | 8
13093 | ADDITION | SOL11884 | SOLENT MEDICAL SERVICES | COMMUNITY WELLBEING TEAM | BLOOD PRESSURE MONITOR | NONE | 11884 | NONE | PM | 1 | 8
13094 | ADDITION | SOL11885 | SOLENT MEDICAL SERVICES | COMMUNITY WELLBEING TEAM | BLOOD PRESSURE MONITOR | NONE | 11885 | NONE | PM | 1 | 8
13095 | ADDITION | SOL11886 | SOLENT MEDICAL SERVICES | COMMUNITY WELLBEING TEAM | THERMOMETER | IRT3520 | E409C066848 | B BRAUN MEDICAL | PM | 1 | 15
13096 | ADDITION | SOL11887 | SOLENT MEDICAL SERVICES | COMMUNITY WELLBEING TEAM | THERMOMETER | THERMOSCAN IRT 6020 | 34518K31817 | BRAUN | PM | 1 | 15
13097 | ADDITION | SOL11888 | SOLENT MEDICAL SERVICES | COMMUNITY WELLBEING TEAM | BLOOD PRESSURE MONITOR | M2 COMPACT | 11888 | OMRON HEALTHCARE | PM | 1 | 8
13098 | ADDITION | SOL11889 | SOLENT MEDICAL SERVICES | COMMUNITY WELLBEING TEAM | PULSE OXIMETER-FINGER | ANP100 | NFAI905112 | ANAPULSE | PM | 1 | 55
13099 | ADDITION | SOL11890 | SOLENT MEDICAL SERVICES | COMMUNITY WELLBEING TEAM | BLOOD PRESSURE MONITOR | NONE | 11890 | NONE | PM | 1 | 8
13100 | ADDITION | SOL11891 | SOLENT MEDICAL SERVICES | COMMUNITY WELLBEING TEAM | THERMOMETER | THERMOSCAN IRT 6020 | 26214K45930 | BRAUN | PM | 1 | 15
13101 | ADDITION | SOL11892 | SOLENT MEDICAL SERVICES | COMMUNITY WELLBEING TEAM | BLOOD PRESSURE MONITOR | M2 COMPACT | 11892 | OMRON HEALTHCARE | PM | 1 | 8
13102 | ADDITION | SOL11893 | SOLENT MEDICAL SERVICES | COMMUNITY WELLBEING TEAM | THERMOMETER | THERMOSCAN IRT 6020 | 34518K38418 | BRAUN | PM | 1 | 15
13103 | ADDITION | SOL11894 | SOLENT MEDICAL SERVICES | COMMUNITY WELLBEING TEAM | BLOOD PRESSURE MONITOR | NONE | 11894 | NONE | PM | 1 | 8
13104 | ADDITION | SOL11895 | SOLENT MEDICAL SERVICES | COMMUNITY WELLBEING TEAM | BLOOD PRESSURE MONITOR | NONE | 11895 | NONE | PM | 1 | 8
13105 | ADDITION | SOL11896 | SOLENT MEDICAL SERVICES | COMMUNITY WELLBEING TEAM | BLOOD PRESSURE MONITOR | DURASHOCK DS54 | 141108191857 | WELCH ALLYN | PM | 1 | 8
13106 | ADDITION | SOL11897 | BITTERNE HEALTH CENTRE | COMMUNITY NURSING TEAM | ASPIRATOR | 7305P-U | PU540677 | DRIVE DEVILBISS | PM | 1 | 25
13107 | ADDITION | SOL11900 | ADELAIDE HEALTH CENTRE | CHILDREN COMMUNITY NURSING TEAM-LEVEL 2 | THERMOMETER | GENIUS 3 | N20738244 | COVIDIEN | PM | 1 | 15
13108 | ADDITION | SOL11901 | CEDAR SCHOOL | SCHOOL NURSES-NURSES ROOM | THERMOMETER | GENIUS 3 | N20735001 | COVIDIEN | PM | 1 | 15
13109 | ADDITION | SOL11902 | ST MARY'S COMMUNITY HEALTH CAMPUS | THE TURNER CENTRE-HOME OXYGEN TEAM | ELECTRONIC OXYGEN CONSERVER | ECOLITE 4000 | 111132807078 | GCE MEDILINE | PM | 1 | 90
13110 | ADDITION | SOL11905 | ST MARY'S COMMUNITY HEALTH CAMPUS | PHYSIOTHERAPY-PHYSIOTHERAPY ROOM | PLINTH | 500 SERIES | 512HBS50200114B | PLINTH MEDICAL | PM | 1 | 45
13111 | ADDITION | SOL11906 | JUBILEE HOUSE | PALLIATIVE CARE-FIRST FLOOR | PULSE OXIMETER-FINGER | MD300C2 | 162244200582 | BEIJING CHOICE ELECTRONICS | PM | 1 | 55
13112 | ADDITION | SOL11907 | JUBILEE HOUSE | PALLIATIVE CARE-FIRST FLOOR | BLOOD PRESSURE MONITOR | ANALOG | 19030724 | WELCH ALLYN | PM | 1 | 8
13113 | ADDITION | SOL11908 | JUBILEE HOUSE | PALLIATIVE CARE-FIRST FLOOR | THERMOMETER | ET-100A | 11908 | SCIAN | PM | 1 | 15
13114 | ADDITION | SOL11909 | NO LIMITS ADVICE CENTRE | SEXUAL HEALTH | PLINTH | A2232/2/SHS | IPS-47622 | ARJO HUNTLEIGH | PM | 1 | 45
13115 | ADDITION | SOL11910 | NO LIMITS ADVICE CENTRE | SEXUAL HEALTH | LIGHT-EXAMINATION | LHH20 | 11910 | LUXO LTD | PM | 1 | 25
13116 | ADDITION | SOL11911 | NO LIMITS ADVICE CENTRE | SEXUAL HEALTH | BLOOD PRESSURE MONITOR | M6 COMFORT | 11911 | OMRON HEALTHCARE | PM | 1 | 8
13117 | ADDITION | SOL11912 | NO LIMITS ADVICE CENTRE | SEXUAL HEALTH | HOT PLATE | MINI HOTPLATE | 2-1812-461 | RAYMOND LAMB | PM | 1 | 20
13118 | ADDITION | SOL11913 | NO LIMITS ADVICE CENTRE | SEXUAL HEALTH | MICROSCOPE | CX41 | 9K05890 | OLYMPUS KEYMED | OEM-CONTRACT PM | 1 | 95
13119 | ADDITION | SOL11914 | NO LIMITS ADVICE CENTRE | SEXUAL HEALTH | SCALES | 761 | 5761342185206 | SECA LTD | PM | 1 | 70
13120 | ADDITION | SOL11915 | BITTERNE HEALTH CENTRE | COMMUNITY NURSING TEAM | ASPIRATOR | DEVILBISS | PU540660 | SUNRISE MEDICAL | PM | 1 | 25
13121 | ADDITION | SOL11916 | ST MARY'S COMMUNITY HEALTH CAMPUS | PODIATRY-PODIATRY CLINIC | LIGHT-EXAMINATION | OPTICA 488M | 6324/8 | BRANDON MEDICAL | PM | 1 | 25
13122 | ADDITION | SOL11917 | ST MARY'S COMMUNITY HEALTH CAMPUS | PODIATRY-PODIATRY CLINIC | WOUND IMAGING DEVICE | MOLECULIGHT | 2018111222 | MOLECULIGHT INC | PM | 1 | 65
13123 | ADDITION | SOL11918 | ST MARY'S COMMUNITY HEALTH CAMPUS | PODIATRY-PODIATRY CLINIC | LIGHT-EXAMINATION | OPTICA 488M | 6324/9 | BRANDON MEDICAL | PM | 1 | 25
13124 | ADDITION | SOL11919 | ST MARY'S COMMUNITY HEALTH CAMPUS | PODIATRY-PODIATRY CLINIC | THERMOMETER | CENTER 350 | 070310514 | CENTER TECHNOLOGY | PM | 1 | 15
13125 | ADDITION | SOL11920 | ST MARY'S COMMUNITY HEALTH CAMPUS | PODIATRY-PODIATRY CLINIC | THERMOMETER | CENTER 350 | 070311377 | CENTER TECHNOLOGY | PM | 1 | 15
13126 | ADDITION | SOL11921 | SOLENT MEDICAL SERVICES | COMMUNITY WELLBEING TEAM | SCALES | 761 | 5761351186544 | SECA LTD | PM | 1 | 70
13127 | ADDITION | SOL11922 | SOLENT MEDICAL SERVICES | COMMUNITY WELLBEING TEAM | DOPPLER | BT-200 | CBK70208 | BISTOS | PM | 1 | 30
13128 | ADDITION | SOL11923 | SOLENT MEDICAL SERVICES | COMMUNITY WELLBEING TEAM | DOPPLER | BT-200 | CBHB0105 | BISTOS | PM | 1 | 30
13129 | ADDITION | SOL11924 | SOLENT MEDICAL SERVICES | COMMUNITY WELLBEING TEAM | DOPPLER | BT-200 | CBHB0049 | BISTOS | PM | 1 | 30
13130 | ADDITION | SOL11925 | SOLENT MEDICAL SERVICES | COMMUNITY WELLBEING TEAM | DOPPLER | BT-200 | CBHB0043 | BISTOS | PM | 1 | 30
13131 | ADDITION | SOL11926 | SOLENT MEDICAL SERVICES | COMMUNITY WELLBEING TEAM | DOPPLER | BT-200 | CBHB0044 | BISTOS | PM | 1 | 30
13132 | ADDITION | SOL11927 | SOLENT MEDICAL SERVICES | COMMUNITY WELLBEING TEAM | DOPPLER | BT-200 | CBK70210 | BISTOS | PM | 1 | 30
13133 | ADDITION | SOL11928 | SOLENT MEDICAL SERVICES | COMMUNITY WELLBEING TEAM | BLOOD PRESSURE MONITOR | WATCH | 25160714 | MICROLIFE HEALTH | PM | 1 | 8
13134 | ADDITION | SOL11929 | SOLENT MEDICAL SERVICES | COMMUNITY WELLBEING TEAM | GLUCOMETER | COAGUCHEK PRO2 | TZ1124019 | ROCHE DIAGNOSTICS | ASSET ONLY | 1 | NOT TO BE PRICED
13135 | ADDITION | SOL11930 | SOLENT MEDICAL SERVICES | COMMUNITY WELLBEING TEAM | THERMOMETER | THERMOSCAN IRT 6020 | 34518K42725 | BRAUN | PM | 1 | 15
13136 | ADDITION | SOL11931 | SOLENT MEDICAL SERVICES | COMMUNITY WELLBEING TEAM | BLOOD PRESSURE MONITOR | HEM-7116E M2 BASIC | 20140801532VG | OMRON HEALTHCARE | PM | 1 | 8
13137 | ADDITION | SOL11932 | SOLENT MEDICAL SERVICES | COMMUNITY WELLBEING TEAM | BLOOD PRESSURE MONITOR | HEM-7116E M2 BASIC | 20180135877VG | OMRON HEALTHCARE | PM | 1 | 8
13138 | ADDITION | SOL11933 | SOLENT MEDICAL SERVICES | COMMUNITY WELLBEING TEAM | BLOOD PRESSURE MONITOR | MANUAL | 11933 | WELCH ALLYN | PM | 1 | 8
13139 | ADDITION | SOL11934 | SOLENT MEDICAL SERVICES | COMMUNITY WELLBEING TEAM | BLOOD PRESSURE MONITOR | M2 COMPACT | 20170865111VG | OMRON HEALTHCARE | PM | 1 | 8
13140 | ADDITION | SOL11935 | SOLENT MEDICAL SERVICES | COMMUNITY WELLBEING TEAM | PULSE OXIMETER-FINGER | ANP100 | 19071101977 | ANAPULSE | PM | 1 | 55
13141 | ADDITION | SOL11936 | SOLENT MEDICAL SERVICES | COMMUNITY WELLBEING TEAM | BLOOD PRESSURE MONITOR | WATCH | 25160707 | MICROLIFE HEALTH | PM | 1 | 8
13142 | ADDITION | SOL11937 | SOLENT MEDICAL SERVICES | COMMUNITY WELLBEING TEAM | BLOOD PRESSURE MONITOR | M2 HEM-7121E | 20180303579VG | OMRON HEALTHCARE | PM | 1 | 8
13143 | ADDITION | SOL11938 | SOLENT MEDICAL SERVICES | COMMUNITY WELLBEING TEAM | PULSE OXIMETER-FINGER | CMS50DL | NF1507803997 | CONTEC MEDICAL | PM | 1 | 55
13144 | ADDITION | SOL11939 | SOLENT MEDICAL SERVICES | COMMUNITY WELLBEING TEAM | BLOOD PRESSURE MONITOR | MANUAL | 11939 | WELCH ALLYN | PM | 1 | 8
13145 | ADDITION | SOL11940 | SOLENT MEDICAL SERVICES | COMMUNITY WELLBEING TEAM | THERMOMETER | THERMOSCAN IRT 6020 | 24217K32831 | BRAUN | PM | 1 | 15
13146 | ADDITION | SOL11941 | BROADCAST HOUSE | COMMUNITY NURSING TEAM | PULSE OXIMETER | MD300C29 | 202569975214 | CHOICE MEDICAL | PM | 1 | 15
13147 | ADDITION | SOL11942 | BROADCAST HOUSE | COMMUNITY NURSING TEAM | PULSE OXIMETER | MD300C29 | 201668700429 | CHOICE MEDICAL | PM | 1 | 15
13148 | ADDITION | SOL11943 | BROADCAST HOUSE | COMMUNITY NURSING TEAM | PULSE OXIMETER | MD300C29 | 201668700428 | CHOICE MEDICAL | PM | 1 | 15
13149 | ADDITION | SOL11944 | BROADCAST HOUSE | COMMUNITY NURSING TEAM | PULSE OXIMETER | MD300C29 | 202569974004 | CHOICE MEDICAL | PM | 1 | 15
13150 | ADDITION | SOL11945 | BROADCAST HOUSE | COMMUNITY NURSING TEAM | PULSE OXIMETER | MD300C29 | 201668700414 | CHOICE MEDICAL | PM | 1 | 15
13151 | ADDITION | SOL11946 | BROADCAST HOUSE | COMMUNITY NURSING TEAM | PULSE OXIMETER | MD300C29 | 201668700483 | CHOICE MEDICAL | PM | 1 | 15
13152 | ADDITION | SOL11947 | BROADCAST HOUSE | COMMUNITY NURSING TEAM | PULSE OXIMETER | MD300C29 | 201668700485 | CHOICE MEDICAL | PM | 1 | 15
13153 | ADDITION | SOL11948 | BROADCAST HOUSE | COMMUNITY NURSING TEAM | PULSE OXIMETER | MD300C29 | 201668700479 | CHOICE MEDICAL | PM | 1 | 15
13154 | ADDITION | SOL11949 | BROADCAST HOUSE | COMMUNITY NURSING TEAM | PULSE OXIMETER | MD300C29 | 201668700471 | CHOICE MEDICAL | PM | 1 | 15
13155 | ADDITION | SOL11950 | BROADCAST HOUSE | COMMUNITY NURSING TEAM | PULSE OXIMETER | MD300C29 | 202569975212 | CHOICE MEDICAL | PM | 1 | 15
13156 | ADDITION | SOL11951 | BROADCAST HOUSE | COMMUNITY NURSING TEAM | PULSE OXIMETER | MD300C29 | 202569974003 | CHOICE MEDICAL | PM | 1 | 15
13157 | ADDITION | SOL11952 | BROADCAST HOUSE | COMMUNITY NURSING TEAM | PULSE OXIMETER | MD300C29 | 201668700424 | CHOICE MEDICAL | PM | 1 | 15
13158 | ADDITION | SOL11953 | BROADCAST HOUSE | COMMUNITY NURSING TEAM | PULSE OXIMETER | MD300C29 | 201668700459 | CHOICE MEDICAL | PM | 1 | 15
13159 | ADDITION | SOL11954 | BROADCAST HOUSE | COMMUNITY NURSING TEAM | PULSE OXIMETER | MD300C29 | 201668700481 | CHOICE MEDICAL | PM | 1 | 15
13160 | ADDITION | SOL11955 | BROADCAST HOUSE | COMMUNITY NURSING TEAM | PULSE OXIMETER | MD300C29 | 201668700480 | CHOICE MEDICAL | PM | 1 | 15
13161 | ADDITION | SOL11956 | BROADCAST HOUSE | COMMUNITY NURSING TEAM | PULSE OXIMETER | MD300C29 | 201668700476 | CHOICE MEDICAL | PM | 1 | 15
13162 | ADDITION | SOL11957 | BROADCAST HOUSE | COMMUNITY NURSING TEAM | PULSE OXIMETER | MD300C29 | 201668700462 | CHOICE MEDICAL | PM | 1 | 15
13163 | ADDITION | SOL11958 | BROADCAST HOUSE | COMMUNITY NURSING TEAM | PULSE OXIMETER | MD300C29 | 202569975215 | CHOICE MEDICAL | PM | 1 | 15
13164 | ADDITION | SOL11959 | BROADCAST HOUSE | COMMUNITY NURSING TEAM | PULSE OXIMETER | MD300C29 | 202569974001 | CHOICE MEDICAL | PM | 1 | 15
13165 | ADDITION | SOL11960 | BROADCAST HOUSE | COMMUNITY NURSING TEAM | PULSE OXIMETER | MD300C29 | 201668700487 | CHOICE MEDICAL | PM | 1 | 15
13166 | ADDITION | SOL11962 | BROADCAST HOUSE | COMMUNITY NURSING TEAM | PULSE OXIMETER | MD300C29 | 202569974005 | CHOICE MEDICAL | PM | 1 | 15
13167 | ADDITION | SOL11963 | BITTERNE HEALTH CENTRE | COMMUNITY NURSING TEAM | THERMOMETER | THERMOSCAN IRT 6020 | 10618K34767 | BRAUN | PM | 1 | 15
13168 | ADDITION | SOL11964 | SEMBAL HOUSE | RAPID RESPONSE TEAM-OFFICE | THERMOMETER | GENIUS 3 | N20735718 | COVIDIEN | PM | 1 | 15
13169 | ADDITION | SOL11965 | SEMBAL HOUSE | RAPID RESPONSE TEAM-OFFICE | THERMOMETER | GENIUS 3 | N20756696 | COVIDIEN | PM | 1 | 15
13170 | ADDITION | SOL11966 | SEMBAL HOUSE | RAPID RESPONSE TEAM-OFFICE | THERMOMETER | GENIUS 3 | N20722738 | COVIDIEN | PM | 1 | 15
13171 | ADDITION | SOL11967 | SEMBAL HOUSE | RAPID RESPONSE TEAM-OFFICE | THERMOMETER | GENIUS 3 | N19821520 | COVIDIEN | PM | 1 | 15
13172 | ADDITION | SOL11968 | SEMBAL HOUSE | RAPID RESPONSE TEAM-OFFICE | THERMOMETER | GENIUS 3 | N20756564 | COVIDIEN | PM | 1 | 15
13173 | ADDITION | SOL11969 | SEMBAL HOUSE | RAPID RESPONSE TEAM-OFFICE | THERMOMETER | GENIUS 3 | N20756558 | COVIDIEN | PM | 1 | 15
13174 | ADDITION | SOL11970 | SEMBAL HOUSE | RAPID RESPONSE TEAM-OFFICE | THERMOMETER | GENIUS 3 | N20756624 | COVIDIEN | PM | 1 | 15
13175 | ADDITION | SOL11971 | SEMBAL HOUSE | RAPID RESPONSE TEAM-OFFICE | THERMOMETER | GENIUS 3 | N20756429 | COVIDIEN | PM | 1 | 15
13176 | ADDITION | SOL11972 | SEMBAL HOUSE | RAPID RESPONSE TEAM-OFFICE | THERMOMETER | GENIUS 3 | N20756524 | COVIDIEN | PM | 1 | 15
13177 | ADDITION | SOL11973 | SEMBAL HOUSE | RAPID RESPONSE TEAM-OFFICE | THERMOMETER | GENIUS 3 | N20756590 | COVIDIEN | PM | 1 | 15
13178 | ADDITION | SOL11974 | SEMBAL HOUSE | RAPID RESPONSE TEAM-OFFICE | THERMOMETER | GENIUS 3 | N20726272 | COVIDIEN | PM | 1 | 15
13179 | ADDITION | SOL11975 | SEMBAL HOUSE | RAPID RESPONSE TEAM-OFFICE | THERMOMETER | GENIUS 3 | N20756376 | COVIDIEN | PM | 1 | 15
13180 | ADDITION | SOL11976 | SEMBAL HOUSE | RAPID RESPONSE TEAM-OFFICE | THERMOMETER | GENIUS 3 | N20722817 | COVIDIEN | PM | 1 | 15
13181 | ADDITION | SOL11977 | SEMBAL HOUSE | RAPID RESPONSE TEAM-OFFICE | THERMOMETER | GENIUS 3 | N20722884 | COVIDIEN | PM | 1 | 15
13182 | ADDITION | SOL11978 | SEMBAL HOUSE | RAPID RESPONSE TEAM-OFFICE | THERMOMETER | GENIUS 3 | N20735675 | COVIDIEN | PM | 1 | 15
13183 | ADDITION | SOL11979 | SEMBAL HOUSE | RAPID RESPONSE TEAM-OFFICE | THERMOMETER | GENIUS 3 | N20735860 | COVIDIEN | PM | 1 | 15
13184 | ADDITION | SOL11980 | SEMBAL HOUSE | RAPID RESPONSE TEAM-OFFICE | THERMOMETER | GENIUS 3 | N20735925 | COVIDIEN | PM | 1 | 15
13185 | ADDITION | SOL11981 | SEMBAL HOUSE | RAPID RESPONSE TEAM-OFFICE | THERMOMETER | GENIUS 3 | N20756341 | COVIDIEN | PM | 1 | 15
13186 | ADDITION | SOL11982 | SEMBAL HOUSE | RAPID RESPONSE TEAM-OFFICE | THERMOMETER | GENIUS 3 | N20736095 | COVIDIEN | PM | 1 | 15
13187 | ADDITION | SOL11983 | SEMBAL HOUSE | RAPID RESPONSE TEAM-OFFICE | THERMOMETER | GENIUS 3 | N20756675 | COVIDIEN | PM | 1 | 15
13188 | ADDITION | SOL11984 | SEMBAL HOUSE | RAPID RESPONSE TEAM-OFFICE | THERMOMETER | GENIUS 3 | N20735676 | COVIDIEN | PM | 1 | 15
13189 | ADDITION | SOL11985 | SEMBAL HOUSE | RAPID RESPONSE TEAM-OFFICE | THERMOMETER | GENIUS 3 | N20756328 | COVIDIEN | PM | 1 | 15
13190 | ADDITION | SOL11986 | SEMBAL HOUSE | RAPID RESPONSE TEAM-OFFICE | THERMOMETER | GENIUS 3 | N20756453 | COVIDIEN | PM | 1 | 15
13191 | ADDITION | SOL11987 | SEMBAL HOUSE | RAPID RESPONSE TEAM-OFFICE | THERMOMETER | GENIUS 3 | N20722842 | COVIDIEN | PM | 1 | 15
13192 | ADDITION | SOL11988 | SEMBAL HOUSE | RAPID RESPONSE TEAM-OFFICE | THERMOMETER | GENIUS 3 | N20734416 | COVIDIEN | PM | 1 | 15
13193 | ADDITION | SOL11989 | SEMBAL HOUSE | RAPID RESPONSE TEAM-OFFICE | THERMOMETER | GENIUS 3 | N20722710 | COVIDIEN | PM | 1 | 15
13194 | ADDITION | SOL11990 | SEMBAL HOUSE | RAPID RESPONSE TEAM-OFFICE | THERMOMETER | GENIUS 3 | N20722833 | COVIDIEN | PM | 1 | 15
13195 | ADDITION | SOL11991 | SEMBAL HOUSE | RAPID RESPONSE TEAM-OFFICE | THERMOMETER | GENIUS 3 | N20756407 | COVIDIEN | PM | 1 | 15
13196 | ADDITION | SOL11992 | SEMBAL HOUSE | RAPID RESPONSE TEAM-OFFICE | THERMOMETER | GENIUS 3 | N20737019 | COVIDIEN | PM | 1 | 15
13197 | ADDITION | SOL11993 | SEMBAL HOUSE | RAPID RESPONSE TEAM-OFFICE | THERMOMETER | GENIUS 3 | N20735769 | COVIDIEN | PM | 1 | 15
13198 | ADDITION | SOL11994 | SEMBAL HOUSE | RAPID RESPONSE TEAM-OFFICE | THERMOMETER | GENIUS 3 | N20722654 | COVIDIEN | PM | 1 | 15
13199 | ADDITION | SOL11995 | SEMBAL HOUSE | RAPID RESPONSE TEAM-OFFICE | THERMOMETER | GENIUS 3 | N20736002 | COVIDIEN | PM | 1 | 15
13200 | ADDITION | SOL11996 | SEMBAL HOUSE | RAPID RESPONSE TEAM-OFFICE | THERMOMETER | GENIUS 3 | N20756540 | COVIDIEN | PM | 1 | 15
13201 | ADDITION | SOL11997 | SEMBAL HOUSE | RAPID RESPONSE TEAM-OFFICE | THERMOMETER | GENIUS 3 | N20726279 | COVIDIEN | PM | 1 | 15
13202 | ADDITION | SOL11998 | SEMBAL HOUSE | RAPID RESPONSE TEAM-OFFICE | THERMOMETER | GENIUS 3 | N20722897 | COVIDIEN | PM | 1 | 15
13203 | ADDITION | SOL11999 | SEMBAL HOUSE | RAPID RESPONSE TEAM-OFFICE | THERMOMETER | GENIUS 3 | N20756520 | COVIDIEN | PM | 1 | 15
13204 | ADDITION | SOL12000 | BITTERNE HEALTH CENTRE | IMMUNISATION TEAM | MEDICAL FRIDGE-VACCINE | RLDF1519 | 208009044000097 | LABCOLD | PM | 1 | 15
13205 | ADDITION | SOL12001 | CHILDRENS SERVICES-ISLE OF WIGHT | IMMUNISATION TEAM | MEDICAL FRIDGE | PGR273UK | 80181049444440955 | LEC MEDICAL | PM | 1 | 15
13206 | ADDITION | SOL12002 | CHILDRENS SERVICES-ISLE OF WIGHT | IMMUNISATION TEAM | MEDICAL FRIDGE | PGR273UK | 80182599444440955 | LEC MEDICAL | PM | 1 | 15
13207 | ADDITION | SOL12003 | CHILDRENS SERVICES-ISLE OF WIGHT | IMMUNISATION TEAM | MEDICAL FRIDGE | PE907 | 05403725820508 | LEC MEDICAL | PM | 1 | 15
13208 | ADDITION | SOL12004 | CHILDRENS SERVICES-ISLE OF WIGHT | IMMUNISATION TEAM | MEDICAL FRIDGE-VACCINE | RLDF1519 | 20800904_4000126 | LABCOLD | PM | 1 | 15
13209 | ADDITION | SOL12005 | ADELAIDE HEALTH CENTRE | SITE SERVICES-CORRIDOR | MEDICAL FRIDGE | PPSR158UK | 00880285444410526 | LEC MEDICAL | PM | 1 | 15
13210 | ADDITION | SOL12006 | ADELAIDE HEALTH CENTRE | SITE SERVICES-CORRIDOR | MEDICAL FRIDGE | PPSR158UK | 00880289444410526 | LEC MEDICAL | PM | 1 | 15
13211 | ADDITION | SOL12007 | QUEEN ALEXANDRA HOSPITAL | REHABILITATION CENTRE-PHYSIOTHERAPY | PULSE OXIMETER-FINGER | W4350 | 103526100667 | MERLIN MEDICAL | PM | 1 | 55
13212 | ADDITION | SOL12008 | QUEEN ALEXANDRA HOSPITAL | REHABILITATION CENTRE-PHYSIOTHERAPY | PLINTH | 500 SERIES | 512HBS48200110B | PLINTH MEDICAL | PM | 1 | 45
13213 | ADDITION | SOL12009 | ST JAMES HOSPITAL | THE LIMES-BROOKER UNIT | BED-ELECTRIC | INNOV8 LOW | 090420-053 | SIDHILL | PM | 1 | 20
13214 | ADDITION | SOL12010 | ST JAMES HOSPITAL | THE LIMES-BROOKER UNIT | MEDICAL FRIDGE | CHL2BASIC | C02AE140885 | MATOS | PM | 1 | 15
13215 | ADDITION | SOL12011 | ST JAMES HOSPITAL | THE LIMES-BROOKER UNIT | PULSE OXIMETER | MD300C29 | 202568747242 | CHOICE MEDICAL | PM | 1 | 15
13216 | ADDITION | SOL12012 | ST JAMES HOSPITAL | THE LIMES-BROOKER UNIT | THERMOMETER | JXB-182 | 12012 | BERRCOM | PM | 1 | 15
13217 | ADDITION | SOL12013 | ST JAMES HOSPITAL | THE LIMES-BROOKER UNIT | THERMOMETER | JXB-182 | 12013 | BERRCOM | PM | 1 | 15
13218 | ADDITION | SOL12014 | ST JAMES HOSPITAL | THE LIMES-BROOKER UNIT | THERMOMETER | BRAUN | 11117822093 | WELCH ALLYN | PM | 1 | 15
13219 | ADDITION | SOL12015 | ANDOVER HEALTH CENTRE | SEXUAL HEALTH | BLOOD PRESSURE MONITOR | MX3 PLUS | 20091000169LF | OMRON HEALTHCARE | PM | 1 | 8
13220 | ADDITION | SOL12016 | ANDOVER HEALTH CENTRE | SEXUAL HEALTH | BLOOD PRESSURE MONITOR | UA-1020-W | 5200700668 | A&D INSTRUMENTS | PM | 1 | 8
13221 | ADDITION | SOL12017 | ANDOVER HEALTH CENTRE | SEXUAL HEALTH | BLOOD PRESSURE MONITOR | PRESSOSTABIL | 02068325 | WELCH ALLYN | PM | 1 | 8
13222 | ADDITION | SOL12018 | ANDOVER HEALTH CENTRE | SEXUAL HEALTH | BLOOD PRESSURE MONITOR | UA-1020-W | 5200700618 | A&D INSTRUMENTS | PM | 1 | 8
13223 | ADDITION | SOL12019 | ANDOVER HEALTH CENTRE | SEXUAL HEALTH | SCALES | NONE | 12019 | NONE | PM | 1 | 70
13224 | ADDITION | SOL12020 | ANDOVER HEALTH CENTRE | SEXUAL HEALTH | SCALES | NONE | 12020 | NONE | PM | 1 | 70
13225 | ADDITION | SOL12021 | ANDOVER HEALTH CENTRE | SEXUAL HEALTH | SCALES | NONE | 12021 | NONE | PM | 1 | 70
13226 | ADDITION | SOL12022 | ANDOVER HEALTH CENTRE | SEXUAL HEALTH | CHAIR-PHLEBOTOMY | NOT KNOWN. | 95559 | SUNFLOWER MEDICAL | PM | 1 | 45
13227 | ADDITION | SOL12023 | BROADCAST HOUSE | COMMUNITY NURSING TEAM | THERMOMETER | DET-306 | 12023 | SHANGHAI INTERNATIONAL | PM | 1 | 15
13228 | ADDITION | SOL12024 | BROADCAST HOUSE | COMMUNITY NURSING TEAM | THERMOMETER | DET-306 | 12024 | SHANGHAI INTERNATIONAL | PM | 1 | 15
13229 | ADDITION | SOL12025 | BROADCAST HOUSE | COMMUNITY NURSING TEAM | THERMOMETER | DET-306 | 12025 | SHANGHAI INTERNATIONAL | PM | 1 | 15
13230 | ADDITION | SOL12026 | BROADCAST HOUSE | COMMUNITY NURSING TEAM | THERMOMETER | DET-306 | 12026 | SHANGHAI INTERNATIONAL | PM | 1 | 15
13231 | ADDITION | SOL12027 | BROADCAST HOUSE | COMMUNITY NURSING TEAM | THERMOMETER | DET-306 | 12027 | SHANGHAI INTERNATIONAL | PM | 1 | 15
13232 | ADDITION | SOL12028 | BROADCAST HOUSE | COMMUNITY NURSING TEAM | THERMOMETER | DET-306 | 12028 | SHANGHAI INTERNATIONAL | PM | 1 | 15
13233 | ADDITION | SOL12029 | BROADCAST HOUSE | COMMUNITY NURSING TEAM | THERMOMETER | DET-306 | 12029 | SHANGHAI INTERNATIONAL | PM | 1 | 15
13234 | ADDITION | SOL12030 | BROADCAST HOUSE | COMMUNITY NURSING TEAM | THERMOMETER | DET-306 | 12030 | SHANGHAI INTERNATIONAL | PM | 1 | 15
13235 | ADDITION | SOL12031 | BROADCAST HOUSE | COMMUNITY NURSING TEAM | THERMOMETER | DET-306 | 12031 | SHANGHAI INTERNATIONAL | PM | 1 | 15
13236 | ADDITION | SOL12032 | BROADCAST HOUSE | COMMUNITY NURSING TEAM | THERMOMETER | DET-306 | 12032 | SHANGHAI INTERNATIONAL | PM | 1 | 15
13237 | ADDITION | SOL12033 | BROADCAST HOUSE | COMMUNITY NURSING TEAM | PULSE OXIMETER | MD300C29 | 202569973566 | CHOICE MEDICAL | PM | 1 | 15
13238 | ADDITION | SOL12034 | ST MARY'S COMMUNITY HEALTH CAMPUS | COMMUNITY NURSING TEAM | INFUSION PUMP-SYRINGE | T34(3RD EDITION) | S00409669 | CME MCKINLEY | PM | 1 | 55
13239 | ADDITION | SOL12035 | ST MARY'S COMMUNITY HEALTH CAMPUS | COMMUNITY NURSING TEAM | INFUSION PUMP-SYRINGE | T34(3RD EDITION) | S00409996 | CME MCKINLEY | PM | 1 | 55
13240 | ADDITION | SOL12036 | ST MARY'S COMMUNITY HEALTH CAMPUS | COMMUNITY NURSING TEAM | INFUSION PUMP-SYRINGE | T34(3RD EDITION) | S00410235 | CME MCKINLEY | PM | 1 | 55
13241 | ADDITION | SOL12037 | ST MARY'S COMMUNITY HEALTH CAMPUS | COMMUNITY NURSING TEAM | INFUSION PUMP-SYRINGE | T34(3RD EDITION) | S00409677 | CME MCKINLEY | PM | 1 | 55
13242 | ADDITION | SOL12038 | ST MARY'S COMMUNITY HEALTH CAMPUS | COMMUNITY NURSING TEAM | INFUSION PUMP-SYRINGE | T34(3RD EDITION) | S00409547 | CME MCKINLEY | PM | 1 | 55
13243 | ADDITION | SOL12039 | ST MARY'S COMMUNITY HEALTH CAMPUS | COMMUNITY NURSING TEAM | INFUSION PUMP-SYRINGE | T34(3RD EDITION) | S00409947 | CME MCKINLEY | PM | 1 | 55
13244 | ADDITION | SOL12040 | ST MARY'S COMMUNITY HEALTH CAMPUS | COMMUNITY NURSING TEAM | INFUSION PUMP-SYRINGE | T34(3RD EDITION) | S00409672 | CME MCKINLEY | PM | 1 | 55
13245 | ADDITION | SOL12041 | ST MARY'S COMMUNITY HEALTH CAMPUS | COMMUNITY NURSING TEAM | INFUSION PUMP-SYRINGE | T34(3RD EDITION) | S00410137 | CME MCKINLEY | PM | 1 | 55
13246 | ADDITION | SOL12042 | ST MARY'S COMMUNITY HEALTH CAMPUS | COMMUNITY NURSING TEAM | INFUSION PUMP-SYRINGE | T34(3RD EDITION) | S00409421 | CME MCKINLEY | PM | 1 | 55
13247 | ADDITION | SOL12043 | ST MARY'S COMMUNITY HEALTH CAMPUS | COMMUNITY NURSING TEAM | INFUSION PUMP-SYRINGE | T34(3RD EDITION) | S00409351 | CME MCKINLEY | PM | 1 | 55
13248 | ADDITION | SOL12044 | ST MARY'S COMMUNITY HEALTH CAMPUS | COMMUNITY NURSING TEAM | INFUSION PUMP-SYRINGE | T34(3RD EDITION) | S00409114 | CME MCKINLEY | PM | 1 | 55
13249 | ADDITION | SOL12045 | ST MARY'S COMMUNITY HEALTH CAMPUS | COMMUNITY NURSING TEAM | INFUSION PUMP-SYRINGE | T34(3RD EDITION) | S00409693 | CME MCKINLEY | PM | 1 | 55
13250 | ADDITION | SOL12046 | ST MARY'S COMMUNITY HEALTH CAMPUS | COMMUNITY NURSING TEAM | INFUSION PUMP-SYRINGE | T34(3RD EDITION) | S00409640 | CME MCKINLEY | PM | 1 | 55
13251 | ADDITION | SOL12047 | ST MARY'S COMMUNITY HEALTH CAMPUS | COMMUNITY NURSING TEAM | INFUSION PUMP-SYRINGE | T34(3RD EDITION) | S00409767 | CME MCKINLEY | PM | 1 | 55
13252 | ADDITION | SOL12048 | ST MARY'S COMMUNITY HEALTH CAMPUS | COMMUNITY NURSING TEAM | INFUSION PUMP-SYRINGE | T34(3RD EDITION) | S00409346 | CME MCKINLEY | PM | 1 | 55
13253 | ADDITION | SOL12049 | ST MARY'S COMMUNITY HEALTH CAMPUS | COMMUNITY NURSING TEAM | INFUSION PUMP-SYRINGE | T34(3RD EDITION) | S00409877 | CME MCKINLEY | PM | 1 | 55
13254 | ADDITION | SOL12050 | ST MARY'S COMMUNITY HEALTH CAMPUS | COMMUNITY NURSING TEAM | INFUSION PUMP-SYRINGE | T34(3RD EDITION) | S00409562 | CME MCKINLEY | PM | 1 | 55
13255 | ADDITION | SOL12051 | ST MARY'S COMMUNITY HEALTH CAMPUS | COMMUNITY NURSING TEAM | INFUSION PUMP-SYRINGE | T34(3RD EDITION) | S00409873 | CME MCKINLEY | PM | 1 | 55
13256 | ADDITION | SOL12052 | ST MARY'S COMMUNITY HEALTH CAMPUS | COMMUNITY NURSING TEAM | INFUSION PUMP-SYRINGE | T34(3RD EDITION) | S00409740 | CME MCKINLEY | PM | 1 | 55
13257 | ADDITION | SOL12053 | ST MARY'S COMMUNITY HEALTH CAMPUS | COMMUNITY NURSING TEAM | INFUSION PUMP-SYRINGE | T34(3RD EDITION) | S00409639 | CME MCKINLEY | PM | 1 | 55
13258 | ADDITION | SOL12054 | ST MARY'S COMMUNITY HEALTH CAMPUS | COMMUNITY NURSING TEAM | INFUSION PUMP-SYRINGE | T34(3RD EDITION) | S00410040 | CME MCKINLEY | PM | 1 | 55
13259 | ADDITION | SOL12055 | QUEEN ALEXANDRA HOSPITAL | REHABILITATION CENTRE-PHYSIOTHERAPY | PLINTH | 500 SERIES | 512HBS50200113B | PLINTH MEDICAL | PM | 1 | 45
13260 | ADDITION | SOL12056 | BROADCAST HOUSE | COMMUNITY NURSING TEAM | INFUSION PUMP-SYRINGE | T34 | S55432 | CME MCKINLEY | PM | 1 | 55
13261 | ADDITION | SOL12057 | BROADCAST HOUSE | COMMUNITY NURSING TEAM | SPHYGMOMANOMETER | SHOCK RESISTANT | 191112035649 | WELCH ALLYN | PM | 1 | 8
13262 | ADDITION | SOL12058 | BROADCAST HOUSE | COMMUNITY NURSING TEAM | PULSE OXIMETER | MD300C29 | 202569973556 | CHOICE MEDICAL | PM | 1 | 15
13263 | ADDITION | SOL12059 | BROADCAST HOUSE | COMMUNITY NURSING TEAM | PULSE OXIMETER | MD300C29 | 202569973573 | CHOICE MEDICAL | PM | 1 | 15
13264 | ADDITION | SOL12060 | BROADCAST HOUSE | COMMUNITY NURSING TEAM | PULSE OXIMETER | MD300C29 | 202569973546 | CHOICE MEDICAL | PM | 1 | 15
13265 | ADDITION | SOL12061 | BROADCAST HOUSE | COMMUNITY NURSING TEAM | PULSE OXIMETER | MD300C29 | 202569973510 | CHOICE MEDICAL | PM | 1 | 15
13266 | ADDITION | SOL12062 | ST MARY'S COMMUNITY HEALTH CAMPUS | SPINNAKER WARD | THERMOMETER | THERMOSCAN | 15920K45678 | WELCH ALLYN | PM | 1 | 15
13267 | ADDITION | SOL12063 | ST MARY'S COMMUNITY HEALTH CAMPUS | PHARMACY | MEDICAL FRIDGE | PPGR158UK | 90382181444410527 | LEC MEDICAL | PM | 1 | 15
13268 | ADDITION | SOL12064 | ST MARY'S COMMUNITY HEALTH CAMPUS | PHARMACY | MEDICAL FRIDGE | PPGR158UK | 90382182444410527 | LEC MEDICAL | PM | 1 | 15
13269 | ADDITION | SOL12065 | ST MARY'S COMMUNITY HEALTH CAMPUS | PHARMACY | MEDICAL FRIDGE | RLDG1010 | 178009052000113 | LABCOLD | PM | 1 | 15
13270 | ADDITION | SOL12066 | ST MARY'S COMMUNITY HEALTH CAMPUS | PHARMACY | MEDICAL FRIDGE | LMPGRC353UK | 90480715444443786 | LEC MEDICAL | PM | 1 | 15
13271 | ADDITION | SOL12067 | ST MARY'S COMMUNITY HEALTH CAMPUS | PHARMACY | MEDICAL FRIDGE | LMPGRC353UK | 90480730444443786 | LEC MEDICAL | PM | 1 | 15
13272 | ADDITION | SOL12068 | ST MARY'S COMMUNITY HEALTH CAMPUS | PHARMACY | MEDICAL FRIDGE | LMPGRC353UK | 90480732444443786 | LEC MEDICAL | PM | 1 | 15
13273 | ADDITION | SOL12069 | JUBILEE HOUSE | INPATIENT UNIT-END OF LIFE CARE | THERMOMETER | JXB-182 | M12200521597 | BERRCOM | PM | 1 | 15
13274 | ADDITION | SOL12070 | JUBILEE HOUSE | INPATIENT UNIT-END OF LIFE CARE | ECG MACHINE | PAGEWRITER TC50 | CNN2043763 | PHILIPS HEALTHCARE | PM | 1 | 88
13275 | ADDITION | SOL12071 | JUBILEE HOUSE | INPATIENT UNIT-END OF LIFE CARE | WHEELCHAIR | U9H1917BLK12MSF | U9H192019082064 | SUNRISE MEDICAL | PM | 1 | 25
13276 | ADDITION | SOL12072 | JUBILEE HOUSE | INPATIENT UNIT-END OF LIFE CARE | WHEELCHAIR | U9H1917BLK12MSF | U9H192019082082 | SUNRISE MEDICAL | PM | 1 | 25
13277 | ADDITION | SOL12073 | JUBILEE HOUSE | INPATIENT UNIT-END OF LIFE CARE | WHEELCHAIR | U9H1917BLK12MSF | U9H192019082089 | SUNRISE MEDICAL | PM | 1 | 25
13278 | ADDITION | SOL12074 | ADELAIDE HEALTH CENTRE | SITE SERVICES-CORRIDOR | BED-ELECTRIC | LOUISA | 050520201147 | HEALTH CO LTD | PM | 1 | 20
13279 | ADDITION | SOL12075 | ADELAIDE HEALTH CENTRE | SITE SERVICES-CORRIDOR | BED-ELECTRIC | LOUISA | 050520201043 | HEALTH CO LTD | PM | 1 | 20
13280 | ADDITION | SOL12076 | ADELAIDE HEALTH CENTRE | SITE SERVICES-CORRIDOR | BED-ELECTRIC | LOUISA | 050520201024 | HEALTH CO LTD | PM | 1 | 20
13281 | ADDITION | SOL12077 | ADELAIDE HEALTH CENTRE | SITE SERVICES-CORRIDOR | BED-ELECTRIC | LOUISA | 050520201001 | HEALTH CO LTD | PM | 1 | 20
13282 | ADDITION | SOL12078 | ADELAIDE HEALTH CENTRE | SITE SERVICES-CORRIDOR | BED-ELECTRIC | LOUISA | 080520202003 | HEALTH CO LTD | PM | 1 | 20
13283 | ADDITION | SOL12079 | ADELAIDE HEALTH CENTRE | SITE SERVICES-CORRIDOR | BED-ELECTRIC | LOUISA | 050520201008 | HEALTH CO LTD | PM | 1 | 20
13284 | ADDITION | SOL12080 | ADELAIDE HEALTH CENTRE | SITE SERVICES-CORRIDOR | BED-ELECTRIC | LOUISA | 050520201010 | HEALTH CO LTD | PM | 1 | 20
13285 | ADDITION | SOL12081 | ADELAIDE HEALTH CENTRE | SITE SERVICES-CORRIDOR | BED-ELECTRIC | LOUISA | 050520201046 | HEALTH CO LTD | PM | 1 | 20
13286 | ADDITION | SOL12082 | ADELAIDE HEALTH CENTRE | SITE SERVICES-CORRIDOR | BED-ELECTRIC | LOUISA | 050520201102 | HEALTH CO LTD | PM | 1 | 20
13287 | ADDITION | SOL12083 | ADELAIDE HEALTH CENTRE | SITE SERVICES-CORRIDOR | BED-ELECTRIC | LOUISA | 050520201009 | HEALTH CO LTD | PM | 1 | 20
13288 | ADDITION | SOL12084 | ADELAIDE HEALTH CENTRE | SITE SERVICES-CORRIDOR | BED-ELECTRIC | LOUISA | 050520201050 | HEALTH CO LTD | PM | 1 | 20
13289 | ADDITION | SOL12085 | ADELAIDE HEALTH CENTRE | SITE SERVICES-CORRIDOR | BED-ELECTRIC | LOUISA | 080620200090 | HEALTH CO LTD | PM | 1 | 20
13290 | ADDITION | SOL12086 | ADELAIDE HEALTH CENTRE | SITE SERVICES-CORRIDOR | BED-ELECTRIC | LOUISA | 080520202014 | HEALTH CO LTD | PM | 1 | 20
13291 | ADDITION | SOL12087 | ADELAIDE HEALTH CENTRE | SITE SERVICES-CORRIDOR | BED-ELECTRIC | LOUISA | 050520201135 | HEALTH CO LTD | PM | 1 | 20
13292 | ADDITION | SOL12088 | ADELAIDE HEALTH CENTRE | SITE SERVICES-CORRIDOR | BED-ELECTRIC | LOUISA | 050520201015 | HEALTH CO LTD | PM | 1 | 20
13293 | ADDITION | SOL12089 | ADELAIDE HEALTH CENTRE | SITE SERVICES-CORRIDOR | BED-ELECTRIC | LOUISA | 050520201041 | HEALTH CO LTD | PM | 1 | 20
13294 | ADDITION | SOL12090 | ADELAIDE HEALTH CENTRE | SITE SERVICES-CORRIDOR | BED-ELECTRIC | LOUISA | 12090 | HEALTH CO LTD | PM | 1 | 20
13295 | ADDITION | SOL12091 | ADELAIDE HEALTH CENTRE | SITE SERVICES-CORRIDOR | BED-ELECTRIC | LOUISA | 080620200036 | HEALTH CO LTD | PM | 1 | 20
13296 | ADDITION | SOL12092 | ADELAIDE HEALTH CENTRE | SITE SERVICES-CORRIDOR | BED-ELECTRIC | LOUISA | 050520201107 | HEALTH CO LTD | PM | 1 | 20
13297 | ADDITION | SOL12093 | ADELAIDE HEALTH CENTRE | SITE SERVICES-CORRIDOR | BED-ELECTRIC | LOUISA | 050520201110 | HEALTH CO LTD | PM | 1 | 20
13298 | ADDITION | SOL12094 | ADELAIDE HEALTH CENTRE | SITE SERVICES-CORRIDOR | BED-ELECTRIC | LOUISA | 050520201146 | HEALTH CO LTD | PM | 1 | 20
13299 | ADDITION | SOL12095 | ADELAIDE HEALTH CENTRE | SITE SERVICES-CORRIDOR | BED-ELECTRIC | LOUISA | 050520201172 | HEALTH CO LTD | PM | 1 | 20
13300 | ADDITION | SOL12096 | ADELAIDE HEALTH CENTRE | SITE SERVICES-CORRIDOR | BED-ELECTRIC | LOUISA | 050520201036 | HEALTH CO LTD | PM | 1 | 20
13301 | ADDITION | SOL12097 | ADELAIDE HEALTH CENTRE | SITE SERVICES-CORRIDOR | BED-ELECTRIC | LOUISA | 080520202002 | HEALTH CO LTD | PM | 1 | 20
13302 | ADDITION | SOL12098 | ADELAIDE HEALTH CENTRE | SITE SERVICES-CORRIDOR | BED-ELECTRIC | LOUISA | 050520201032 | HEALTH CO LTD | PM | 1 | 20
13303 | ADDITION | SOL12099 | ROYAL SOUTH HANTS HOSPITAL | BRAMBLES WARD-LOWER BRAMBLES | BED-ELECTRIC | LOUISA | 050520201037 | HEALTH CO LTD | PM | 1 | 20
13304 | ADDITION | SOL12101 | ST MARY'S COMMUNITY HEALTH CAMPUS | SEXUAL HEALTH | BLOOD PRESSURE MONITOR | UA-767 | 5200200298 | A&D INSTRUMENTS | PM | 1 | 8
13305 | ADDITION | SOL12102 | ST MARY'S COMMUNITY HEALTH CAMPUS | SEXUAL HEALTH | THERMOMETER | THERMOSCAN | 30518K30614 | BRAUN | PM | 1 | 15
13306 | ADDITION | SOL12103 | ST MARY'S COMMUNITY HEALTH CAMPUS | SEXUAL HEALTH | BLOOD PRESSURE MONITOR | UA-767 | 5190300141 | A&D INSTRUMENTS | PM | 1 | 8
13307 | ADDITION | SOL12104 | ST MARY'S COMMUNITY HEALTH CAMPUS | SEXUAL HEALTH | PULSE OXIMETER-FINGER | EE1030 | 4079681 | SMITHS MEDICAL | PM | 1 | 55
13308 | ADDITION | SOL12105 | ST MARY'S HOSPITAL-IOW | SEXUAL HEALTH | HYFRECATOR | HYFRECATOR 2000 | 12EGJ366 | CONMED | PM | 1 | 130
13309 | ADDITION | SOL12106 | ST MARY'S COMMUNITY HEALTH CAMPUS | SEXUAL HEALTH | OTOSCOPE | STANDARD | 12106 | KEELER | PM | 1 | 10
13310 | ADDITION | SOL12107 | ST MARY'S COMMUNITY HEALTH CAMPUS | SEXUAL HEALTH | OTOSCOPE | STANDARD | 12107 | KEELER | PM | 1 | 10
13311 | ADDITION | SOL12108 | ST MARY'S COMMUNITY HEALTH CAMPUS | OLDER PEOPLE MENTAL HEALTH-THE LANGSTONE CENTRE | PULSE OXIMETER | NONE | 12108 | NONE | PM | 1 | 15
13312 | ADDITION | SOL12109 | ST MARY'S COMMUNITY HEALTH CAMPUS | SEXUAL HEALTH | BLOOD PRESSURE MONITOR | ACCOSON | 12109 | ACCOSON | PM | 1 | 8
13313 | ADDITION | SOL12110 | ST MARY'S COMMUNITY HEALTH CAMPUS | OLDER PEOPLE MENTAL HEALTH-THE LANGSTONE CENTRE | PULSE OXIMETER | NONE | 12110 | NONE | PM | 1 | 15
13314 | ADDITION | SOL12111 | ST MARY'S COMMUNITY HEALTH CAMPUS | OLDER PEOPLE MENTAL HEALTH-THE LANGSTONE CENTRE | THERMOMETER | JXB-182 | M14200567867 | BERRCOM | PM | 1 | 15
13315 | ADDITION | SOL12112 | ST MARY'S COMMUNITY HEALTH CAMPUS | OLDER PEOPLE MENTAL HEALTH-THE LANGSTONE CENTRE | BLOOD PRESSURE MONITOR | M6 COMFORT | 20170509190VG | OMRON HEALTHCARE | PM | 1 | 8
13316 | ADDITION | SOL12113 | ST MARY'S COMMUNITY HEALTH CAMPUS | SEXUAL HEALTH | LIGHT-EXAMINATION | LUXO FLEXIBLE ARM TYPE | 12113 | LUXO LTD | PM | 1 | 25
13317 | ADDITION | SOL12114 | ST MARY'S COMMUNITY HEALTH CAMPUS | SEXUAL HEALTH | BLOOD PRESSURE MONITOR | SPHYGMOMANOMETER | 12114 | TIMESCO | PM | 1 | 8
13318 | ADDITION | SOL12116 | ST MARY'S COMMUNITY HEALTH CAMPUS | ADULT MENTAL HEALTH DEPARTMENT | THERMOMETER | JXB-182 | M14200567869 | BERRCOM | PM | 1 | 15
13319 | ADDITION | SOL12117 | ST MARY'S COMMUNITY HEALTH CAMPUS | ADULT MENTAL HEALTH DEPARTMENT | LIGHT-EXAMINATION | LS135 | 12117 | WELCH ALLYN | PM | 1 | 25
13320 | ADDITION | SOL12119 | ST MARY'S COMMUNITY HEALTH CAMPUS | SPINNAKER WARD | VITAL SIGNS MONITOR | CONNEX SPOT MONITOR | (21)100016224820 | WELCH ALLYN | PM | 1 | 55
13321 | ADDITION | SOL12120 | ST MARY'S COMMUNITY HEALTH CAMPUS | SPINNAKER WARD | MATTRESS PUMP | MERCURY ADVANCE | MA20061077 | DIRECT HEALTHCARE | PM | 1 | 45
13322 | ADDITION | SOL12121 | ST MARY'S COMMUNITY HEALTH CAMPUS | SPINNAKER WARD | MATTRESS PUMP | MERCURY ADVANCE | MA20061080 | DIRECT HEALTHCARE | PM | 1 | 45
13323 | ADDITION | SOL12122 | ST MARY'S COMMUNITY HEALTH CAMPUS | SPINNAKER WARD | MATTRESS PUMP | MERCURY ADVANCE | MA20061037 | DIRECT HEALTHCARE | PM | 1 | 45
13324 | ADDITION | SOL12123 | ST MARY'S COMMUNITY HEALTH CAMPUS | SPINNAKER WARD | MATTRESS PUMP | MERCURY ADVANCE | MA20061039 | DIRECT HEALTHCARE | PM | 1 | 45
13325 | ADDITION | SOL12124 | ST MARY'S COMMUNITY HEALTH CAMPUS | SPINNAKER WARD | MATTRESS PUMP | MERCURY ADVANCE | MA20061073 | DIRECT HEALTHCARE | PM | 1 | 45
13326 | ADDITION | SOL12125 | ST MARY'S COMMUNITY HEALTH CAMPUS | SPINNAKER WARD | MATTRESS PUMP | MERCURY ADVANCE | MA20061078 | DIRECT HEALTHCARE | PM | 1 | 45
13327 | ADDITION | SOL12126 | ST MARY'S COMMUNITY HEALTH CAMPUS | SPINNAKER WARD | MATTRESS PUMP | MERCURY ADVANCE | MA20061079 | DIRECT HEALTHCARE | PM | 1 | 45
13328 | ADDITION | SOL12127 | ST MARY'S COMMUNITY HEALTH CAMPUS | SPINNAKER WARD | MATTRESS PUMP | MERCURY ADVANCE | MA20061036 | DIRECT HEALTHCARE | PM | 1 | 45
13329 | ADDITION | SOL12128 | ST MARY'S COMMUNITY HEALTH CAMPUS | SPINNAKER WARD | MATTRESS PUMP | MERCURY ADVANCE | MA20061040 | DIRECT HEALTHCARE | PM | 1 | 45
13330 | ADDITION | SOL12129 | ST MARY'S COMMUNITY HEALTH CAMPUS | SPINNAKER WARD | MATTRESS PUMP | MERCURY ADVANCE | MA20061033 | DIRECT HEALTHCARE | PM | 1 | 45
13331 | ADDITION | SOL12130 | ST MARY'S COMMUNITY HEALTH CAMPUS | SPINNAKER WARD | MATTRESS PUMP | MERCURY ADVANCE | MA20061035 | DIRECT HEALTHCARE | PM | 1 | 45
13332 | ADDITION | SOL12131 | ST MARY'S COMMUNITY HEALTH CAMPUS | SPINNAKER WARD | MATTRESS PUMP | MERCURY ADVANCE | MA20061034 | DIRECT HEALTHCARE | PM | 1 | 45
13333 | ADDITION | SOL12132 | ST MARY'S COMMUNITY HEALTH CAMPUS | SPINNAKER WARD | MATTRESS PUMP | MERCURY ADVANCE | MA20061076 | DIRECT HEALTHCARE | PM | 1 | 45
13334 | ADDITION | SOL12133 | ST MARY'S COMMUNITY HEALTH CAMPUS | SPINNAKER WARD | MATTRESS PUMP | MERCURY ADVANCE | MA20061074 | DIRECT HEALTHCARE | PM | 1 | 45
13335 | ADDITION | SOL12134 | ST MARY'S COMMUNITY HEALTH CAMPUS | SPINNAKER WARD | MATTRESS PUMP | MERCURY ADVANCE | MA20061038 | DIRECT HEALTHCARE | PM | 1 | 45
13336 | ADDITION | SOL12135 | ST MARY'S COMMUNITY HEALTH CAMPUS | SPINNAKER WARD | MATTRESS PUMP | MERCURY ADVANCE | MA20061075 | DIRECT HEALTHCARE | PM | 1 | 45
13337 | ADDITION | SOL12136 | ST MARY'S COMMUNITY HEALTH CAMPUS | SPINNAKER WARD | COMMODE | VERNACHAIR | 12136 | VERNACARE | PM | 1 | 15
13338 | ADDITION | SOL12137 | ST MARY'S COMMUNITY HEALTH CAMPUS | SPINNAKER WARD | COMMODE | VERNACHAIR | 12137 | VERNACARE | PM | 1 | 15
13339 | ADDITION | SOL12138 | ST MARY'S COMMUNITY HEALTH CAMPUS | SPINNAKER WARD | COMMODE | VERNACHAIR | 12138 | VERNACARE | PM | 1 | 15
13340 | ADDITION | SOL12139 | ST MARY'S COMMUNITY HEALTH CAMPUS | SPINNAKER WARD | COMMODE | VERNACHAIR | 12139 | VERNACARE | PM | 1 | 15
13341 | ADDITION | SOL12140 | ST MARY'S COMMUNITY HEALTH CAMPUS | SPINNAKER WARD | COMMODE | VERNACHAIR | 12140 | VERNACARE | PM | 1 | 15
13342 | ADDITION | SOL12141 | ST MARY'S COMMUNITY HEALTH CAMPUS | SPINNAKER WARD | COMMODE | VERNACHAIR | 12141 | VERNACARE | PM | 1 | 15
13343 | ADDITION | SOL12142 | ST MARY'S COMMUNITY HEALTH CAMPUS | PODIATRY-PODIATRY CLINIC | DOPPLER | BT-200 | CBLC0075 | BISTOS | PM | 1 | 30
13344 | ADDITION | SOL12143 | ST MARY'S COMMUNITY HEALTH CAMPUS | PODIATRY-PODIATRY CLINIC | DOPPLER | BT-200 | CBLC0124 | BISTOS | PM | 1 | 30
13345 | ADDITION | SOL12144 | ST MARY'S COMMUNITY HEALTH CAMPUS | PODIATRY-PODIATRY CLINIC | DOPPLER | BT-200 | CBLC0123 | BISTOS | PM | 1 | 30
13346 | ADDITION | SOL12145 | ST MARY'S COMMUNITY HEALTH CAMPUS | PODIATRY-PODIATRY CLINIC | DOPPLER | BT-200 | CBLC0062 | BISTOS | PM | 1 | 30
13347 | ADDITION | SOL12146 | ST MARY'S COMMUNITY HEALTH CAMPUS | PODIATRY-PODIATRY CLINIC | DOPPLER | BT-200 | CBLC0067 | BISTOS | PM | 1 | 30
13348 | ADDITION | SOL12147 | ST MARY'S COMMUNITY HEALTH CAMPUS | PODIATRY-PODIATRY CLINIC | DOPPLER | BT-200 | CBLC0070 | BISTOS | PM | 1 | 30
13349 | ADDITION | SOL12148 | WESTERN COMMUNITY HOSPITAL | SNOWDON WARD-MAIN BLOCK | WHEELCHAIR | DRIFT | 1234888017884 | ULTIMATE HEALTHCARE | PM | 1 | 25
13350 | ADDITION | SOL12149 | WESTERN COMMUNITY HOSPITAL | SNOWDON WARD-MAIN BLOCK | COMMODE | REBOTEC | 145253 | REBOTEC | PM | 1 | 15
13351 | ADDITION | SOL12150 | WESTERN COMMUNITY HOSPITAL | SNOWDON WARD-MAIN BLOCK | COMMODE | REBOTEC | 145249 | REBOTEC | PM | 1 | 15
13352 | ADDITION | SOL12151 | WESTERN COMMUNITY HOSPITAL | KITE UNIT | THERMOMETER | JXB-182 | M12200501307 | BERRCOM | PM | 1 | 15
13353 | ADDITION | SOL12152 | ADELAIDE HEALTH CENTRE | CHILDREN CONTINENCE-LEVEL 2 | ENURESIS ALARM | ULTIMATE | 12152 | MALEM MEDICAL | PM | 1 | 10
13354 | ADDITION | SOL12153 | ADELAIDE HEALTH CENTRE | CHILDREN CONTINENCE-LEVEL 2 | ENURESIS ALARM | WET STOP 3 | 12153 | POTTY MD | PM | 1 | 10
13355 | ADDITION | SOL12154 | ADELAIDE HEALTH CENTRE | CHILDREN CONTINENCE-LEVEL 2 | ENURESIS ALARM | M03 | 12154 | MALEM MEDICAL | PM | 1 | 10
13356 | ADDITION | SOL12155 | ADELAIDE HEALTH CENTRE | CHILDREN CONTINENCE-LEVEL 2 | ENURESIS ALARM | M03 | 12155 | MALEM MEDICAL | PM | 1 | 10
13357 | ADDITION | SOL12156 | ST MARY'S COMMUNITY HEALTH CAMPUS | SPINNAKER WARD | COMMODE | VERNACHAIR | 12156 | VERNACARE | PM | 1 | 15
13358 | ADDITION | SOL12157 | ST MARY'S COMMUNITY HEALTH CAMPUS | SPINNAKER WARD | PATIENT TRANSFER AID | ROTUNDA | 12973 | ENABLE AID | PM | 1 | 70
13359 | ADDITION | SOL12158 | ST MARY'S COMMUNITY HEALTH CAMPUS | SPINNAKER WARD | BATTERY CHARGER | Z21-VER2502204 | 214600 | VERATHON | PM | 1 | 25
13360 | ADDITION | SOL12159 | ST JAMES HOSPITAL | ADULT MENTAL HEALTH-MAPLE WARD | PULSE OXIMETER | MD300C29 | 202568747241 | CHOICE MEDICAL | PM | 1 | 15
13361 | ADDITION | SOL12160 | ST JAMES HOSPITAL | ADULT MENTAL HEALTH-MAPLE WARD | THERMOMETER | JXB-182 | M12200521017 | BERRCOM | PM | 1 | 15
13362 | ADDITION | SOL12161 | ST JAMES HOSPITAL | ADULT MENTAL HEALTH-MAPLE WARD | BLOOD PRESSURE MONITOR | GREENLIGHT 300 | 12161 | ACCOSON | PM | 1 | 8
13363 | ADDITION | SOL12162 | ST JAMES HOSPITAL | ADULT MENTAL HEALTH-MAPLE WARD | THERMOMETER | JXB-182 | 12162 | BERRCOM | PM | 1 | 15
13364 | ADDITION | SOL12163 | ST JAMES HOSPITAL | ADULT MENTAL HEALTH-MAPLE WARD | THERMOMETER | JXB-182 | M12200521018 | BERRCOM | PM | 1 | 15
13365 | ADDITION | SOL12164 | ST JAMES HOSPITAL | ADULT MENTAL HEALTH-MAPLE WARD | THERMOMETER | JXB-182 | 12164 | BERRCOM | PM | 1 | 15
13366 | ADDITION | SOL12165 | ST JAMES HOSPITAL | THE LIMES-BROOKER UNIT | THERMOMETER | JXB-182 | M12200511539 | BERRCOM | PM | 1 | 15
13367 | ADDITION | SOL12166 | ST JAMES HOSPITAL | THE LIMES-BROOKER UNIT | THERMOMETER | JXB-182 | 12166 | BERRCOM | PM | 1 | 15
13368 | ADDITION | SOL12167 | SEMBAL HOUSE | RAPID RESPONSE TEAM-OFFICE | BLOOD PRESSURE MONITOR | BSX516 | 12167 | OMRON HEALTHCARE | PM | 1 | 8
13369 | ADDITION | SOL12168 | SEMBAL HOUSE | RAPID RESPONSE TEAM-OFFICE | SPHYGMOMANOMETER | SHOCK RESISTANT | 200420061207 | WELCH ALLYN | PM | 1 | 8
13370 | ADDITION | SOL12169 | BITTERNE HEALTH CENTRE | DENTAL-STORE ROOM | MEDICAL FRIDGE | PESR82UK | 10100140444410640 | LEC MEDICAL | OEM-AIH | 1 | 15
13371 | ADDITION | SOL12170 | CROWN HEIGHTS | SEXUAL HEALTH-CONSULTING ROOM 7 | HEIGHT MEASURE | LEICESTER | 12170 | SECA LTD | INSPECTION ONLY | 1 | 15
13372 | ADDITION | SOL12171 | BITTERNE HEALTH CENTRE | CARDIAC SERVICES-CONSULTING ROOM | ULTRASOUND MACHINE DIAGNOSTIC | EPIQ | US419B0684 | PHILIPS HEALTHCARE | OEM-CONTRACT FC | 1 | 375
13373 | ADDITION | SOL12172 | BITTERNE HEALTH CENTRE | CARDIAC SERVICES-CONSULTING ROOM | ULTRASOUND TRANSDUCER | S5-1. | (21)00884838061637 | PHILIPS HEALTHCARE | OEM-CONTRACT FC | 1 | FOC
13374 | ADDITION | SOL12173 | UNIT 6,SWAN CENTRE | SEXUAL HEALTH-LABORATORY | MEDICAL FRIDGE | PPGR158UK | 10480734444410527 | LEC MEDICAL | PM | 1 | 15
13375 | ADDITION | SOL12174 | TREE TOPS CENTRE | TB SERVICE-CLINIC ROOM 1 | COLPOSCOPE | NONE | 19046141 | KERNEL | ASSET ONLY | 1 | NOT TO BE PRICED
13376 | ADDITION | SOL12175 | JUBILEE HOUSE | INPATIENT UNIT-END OF LIFE CARE | MATTRESS PUMP | MERCURY ADVANCE | MA20062385 | DIRECT HEALTHCARE | PM | 1 | 45
13377 | ADDITION | SOL12176 | ST JAMES HOSPITAL | ADULT MENTAL HEALTH-MAPLE WARD | THERMOMETER | JXB-182 | M12200577660 | BERRCOM | PM | 1 | 15
13378 | ADDITION | SOL12177 | ST JAMES HOSPITAL | ADULT MENTAL HEALTH-MAPLE WARD | THERMOMETER | JXB-182 | 12177 | BERRCOM | PM | 1 | 15
13379 | ADDITION | SOL12178 | ST JAMES HOSPITAL | ADULT MENTAL HEALTH-MAPLE WARD | PULSE OXIMETER | MD300C29 | 202568717844 | CHOICE MEDICAL | PM | 1 | 15
13380 | ADDITION | SOL12179 | ST JAMES HOSPITAL | ADULT MENTAL HEALTH-MAPLE WARD | PLINTH | GREINER | 20204737500050001 | OCURA HEALTHCARE | PM | 1 | 45
13381 | ADDITION | SOL12180 | ST JAMES HOSPITAL | ADULT MENTAL HEALTH-MAPLE WARD | BLOOD PRESSURE MONITOR | ACCOSON | 20090002 | ACCOSON | PM | 1 | 8
13382 | ADDITION | SOL12181 | ST JAMES HOSPITAL | ADULT MENTAL HEALTH-MAPLE WARD | THERMOMETER | BRAUN | 11119206871 | WELCH ALLYN | PM | 1 | 15
13383 | ADDITION | SOL12182 | ST JAMES HOSPITAL | ADULT MENTAL HEALTH-MAPLE WARD | BED-ELECTRIC | LOW BED | 110923123 | MONTCALM | PM | 1 | 20
13384 | ADDITION | SOL12183 | BITTERNE HEALTH CENTRE | COMMUNITY NURSING TEAM | ASPIRATOR | LSU | 78151972303 | LAERDAL MEDICAL | PM | 1 | 25
13385 | ADDITION | SOL12184 | BITTERNE HEALTH CENTRE | CARDIAC SERVICES-FIRST FLOOR | ECG MONITOR-BLUETOOTH | OH1+ | M0362L0463244 | POLAR | INSPECTION ONLY | 1 | 15
13386 | ADDITION | SOL12185 | BITTERNE HEALTH CENTRE | CARDIAC SERVICES-FIRST FLOOR | ECG MONITOR-BLUETOOTH | OH1+ | M0362L0463239 | POLAR | INSPECTION ONLY | 1 | 15
13387 | ADDITION | SOL12186 | BITTERNE HEALTH CENTRE | CARDIAC SERVICES-FIRST FLOOR | ECG MONITOR-BLUETOOTH | OH1+ | M0282L0431845 | POLAR | INSPECTION ONLY | 1 | 15
13388 | ADDITION | SOL12187 | BITTERNE HEALTH CENTRE | CARDIAC SERVICES-FIRST FLOOR | ECG MONITOR-BLUETOOTH | OH1+ | M0362L0463238 | POLAR | INSPECTION ONLY | 1 | 15
13389 | ADDITION | SOL12188 | BITTERNE HEALTH CENTRE | CARDIAC SERVICES-FIRST FLOOR | ECG RECORDER | DMS300 3A HOLTER RECORDER | 20208/58988 | NUMED MEDICAL | INSPECTION ONLY | 1 | 15
13390 | ADDITION | SOL12189 | BITTERNE HEALTH CENTRE | CARDIAC SERVICES-FIRST FLOOR | ECG RECORDER | DMS300 3A HOLTER RECORDER | 202007/58874 | NUMED MEDICAL | INSPECTION ONLY | 1 | 15
13391 | ADDITION | SOL12190 | UNIT 6,SWAN CENTRE | SEXUAL HEALTH | PLINTH | ELECTRIC PLINTH | 5056229117383 | SUNFLOWER MEDICAL | PM | 1 | 45
13392 | ADDITION | SOL12191 | UNIT 6,SWAN CENTRE | SEXUAL HEALTH | LIGHT-EXAMINATION | X340 | 12191 | WELCH ALLYN | PM | 1 | 25
13393 | ADDITION | SOL12192 | UNIT 6,SWAN CENTRE | SEXUAL HEALTH | BLOOD PRESSURE MONITOR | PROBP | (21)BA623820801828D | WELCH ALLYN | PM | 1 | 8
13394 | ADDITION | SOL12193 | UNIT 6,SWAN CENTRE | SEXUAL HEALTH | PLINTH | ELECTRIC PLINTH | 5056229117383-4 | ARJO HUNTLEIGH | PM | 1 | 45
13395 | ADDITION | SOL12194 | UNIT 6,SWAN CENTRE | SEXUAL HEALTH | LIGHT-EXAMINATION | X340 | 12194 | WELCH ALLYN | PM | 1 | 25
13396 | ADDITION | SOL12195 | UNIT 6,SWAN CENTRE | SEXUAL HEALTH | PLINTH | ELECTRIC PLINTH | 5056229117383-2 | SUNFLOWER MEDICAL | PM | 1 | 45
13397 | ADDITION | SOL12196 | UNIT 6,SWAN CENTRE | SEXUAL HEALTH | LIGHT-EXAMINATION | X340 | 12196 | WELCH ALLYN | PM | 1 | 25
13398 | ADDITION | SOL12197 | UNIT 6,SWAN CENTRE | SEXUAL HEALTH | BLOOD PRESSURE MONITOR | PRO BP3400 | (21)BA623820801893D | WELCH ALLYN | PM | 1 | 8
13399 | ADDITION | SOL12198 | UNIT 6,SWAN CENTRE | SEXUAL HEALTH | PLINTH | ELECTRIC PLINTH | 5056229117383-1 | SUNFLOWER MEDICAL | PM | 1 | 45
13400 | ADDITION | SOL12199 | UNIT 6,SWAN CENTRE | SEXUAL HEALTH | LIGHT-EXAMINATION | X340 | 12199 | WELCH ALLYN | PM | 1 | 25
13401 | ADDITION | SOL12200 | UNIT 6,SWAN CENTRE | SEXUAL HEALTH | BLOOD PRESSURE MONITOR | PRO BP3400 | (21)BA623820801898D | WELCH ALLYN | PM | 1 | 8
13402 | ADDITION | SOL12201 | UNIT 6,SWAN CENTRE | SEXUAL HEALTH | SMOKE EVACUATION SYSTEM | ACU-EVAC IE | 1992825 | ACUDERM | PM | 1 | 55
13403 | ADDITION | SOL12202 | UNIT 6,SWAN CENTRE | SEXUAL HEALTH | PLINTH | ELECTRIC PLINTH | 5056229117383-5 | SUNFLOWER MEDICAL | PM | 1 | 45
13404 | ADDITION | SOL12203 | UNIT 6,SWAN CENTRE | SEXUAL HEALTH | MICROSCOPE | CX43RF | 0H45254 | OLYMPUS KEYMED | OEM-CONTRACT PM | 1 | 95
13405 | ADDITION | SOL12204 | UNIT 6,SWAN CENTRE | CHILDREN THERAPY | HOIST | OXF-MINI | 21000000330 | JOERNS | OEM-MEDACO | 1 | 90
13406 | ADDITION | SOL12205 | UNIT 6,SWAN CENTRE | CHILDREN THERAPY | COUCH-EXAMINATION | COUCH | JWX2006050 | AFFINITY | PM | 1 | 20
13407 | ADDITION | SOL12206 | ADELAIDE HEALTH CENTRE | PHYSIOTHERAPY-GROUND FLOOR | PLINTH | 40 SERIES | 40ESA48202044B | PLINTH MEDICAL | PM | 1 | 45
13408 | ADDITION | SOL12207 | ADELAIDE HEALTH CENTRE | PHYSIOTHERAPY-GROUND FLOOR | EXERCISER-TREADMILL | CT800 | CT800UK119080005 | SPIRIT FITNESS | PM | 1 | 45
13409 | ADDITION | SOL12208 | ADELAIDE HEALTH CENTRE | PHYSIOTHERAPY-GROUND FLOOR | PLINTH-HARD TOP | 0321H | 940129338 | HUNTLEIGH HEALTHCARE | PM | 1 | 45
13410 | ADDITION | SOL12209 | MARY ROSE SCHOOL | SCHOOL NURSES-CLINIC ROOM | SCALE-HOIST | DP3800-HOIST | 12001461 | MARSDEN | OEM-CONTRACT PM | 1 | 45
13411 | ADDITION | SOL12210 | BETTER CARE CENTRE | CHILD AND ADOLESCENT MHS-LEVEL 1 | BLOOD PRESSURE MONITOR | M3 | 202006003177V | OMRON HEALTHCARE | PM | 1 | 8
13412 | ADDITION | SOL12211 | BETTER CARE CENTRE | CHILD AND ADOLESCENT MHS-LEVEL 1 | BLOOD PRESSURE MONITOR | M3 | 202006003178V | OMRON HEALTHCARE | PM | 1 | 8
13413 | ADDITION | SOL12212 | BETTER CARE CENTRE | CHILD AND ADOLESCENT MHS-LEVEL 1 | THERMOMETER | ET-100A | 12212 | SHANGHAI INTERNATIONAL | PM | 1 | 15
13414 | ADDITION | SOL12213 | BETTER CARE CENTRE | CHILD AND ADOLESCENT MHS-LEVEL 1 | THERMOMETER | ET-100A | 12213 | SHANGHAI INTERNATIONAL | PM | 1 | 15
13415 | ADDITION | SOL12214 | SEMBAL HOUSE | RAPID RESPONSE TEAM-OFFICE | THERMOMETER | THERMOSCAN | 25816K47928 | BRAUN | PM | 1 | 15
13416 | ADDITION | SOL12215 | SEMBAL HOUSE | RAPID RESPONSE TEAM-OFFICE | PULSE OXIMETER | NONE | 12215 | NONE | PM | 1 | 15
13417 | ADDITION | SOL12216 | SEMBAL HOUSE | RAPID RESPONSE TEAM-OFFICE | GLUCOMETER | TD-4277 | 427711634012061D | GLUCO RX | ASSET ONLY | 1 | NOT TO BE PRICED
13418 | ADDITION | SOL12217 | CROWN HEIGHTS | SEXUAL HEALTH | SCALES | 761 | 5761147193333 | SECA LTD | PM | 1 | 70
13419 | ADDITION | SOL12218 | CROWN HEIGHTS | SEXUAL HEALTH | LIGHT-EXAMINATION | LUXO FLEXIBLE ARM TYPE | 1028743466 | LUXO LTD | PM | 1 | 25
13420 | ADDITION | SOL12219 | CROWN HEIGHTS | SEXUAL HEALTH | WHEELCHAIR | 91439116 | ME24581 | PATTERSON MEDICAL | PM | 1 | 25
13421 | ADDITION | SOL12220 | BROADCAST HOUSE | COMMUNITY NURSING TEAM | THERMOMETER | DET-306 | 12220 | SHANGHAI INTERNATIONAL | PM | 1 | 15
13422 | ADDITION | SOL12221 | BROADCAST HOUSE | COMMUNITY NURSING TEAM | THERMOMETER | DET-306 | 12221 | SHANGHAI INTERNATIONAL | PM | 1 | 15
13423 | ADDITION | SOL12222 | BROADCAST HOUSE | COMMUNITY NURSING TEAM | THERMOMETER | DET-306 | 12222 | SHANGHAI INTERNATIONAL | PM | 1 | 15
13424 | ADDITION | SOL12223 | BROADCAST HOUSE | COMMUNITY NURSING TEAM | THERMOMETER | DET-306 | 12223 | SHANGHAI INTERNATIONAL | PM | 1 | 15
13425 | ADDITION | SOL12224 | BROADCAST HOUSE | COMMUNITY NURSING TEAM | THERMOMETER | DET-306 | 12224 | SHANGHAI INTERNATIONAL | PM | 1 | 15
13426 | ADDITION | SOL12225 | BROADCAST HOUSE | COMMUNITY NURSING TEAM | THERMOMETER | DET-306 | 12225 | SHANGHAI INTERNATIONAL | PM | 1 | 15
13427 | ADDITION | SOL12226 | BROADCAST HOUSE | COMMUNITY NURSING TEAM | THERMOMETER | DET-306 | 12226 | SHANGHAI INTERNATIONAL | PM | 1 | 15
13428 | ADDITION | SOL12227 | BROADCAST HOUSE | COMMUNITY NURSING TEAM | THERMOMETER | DET-306 | 12227 | SHANGHAI INTERNATIONAL | PM | 1 | 15
13429 | ADDITION | SOL12228 | BROADCAST HOUSE | COMMUNITY NURSING TEAM | THERMOMETER | DET-306 | 12228 | SHANGHAI INTERNATIONAL | PM | 1 | 15
13430 | ADDITION | SOL12229 | BROADCAST HOUSE | COMMUNITY NURSING TEAM | THERMOMETER | DET-306 | 12229 | SHANGHAI INTERNATIONAL | PM | 1 | 15
13431 | ADDITION | SOL12230 | HYTHE HOSPITAL | DENTAL ROOM | AUTOCLAVE | SES 3000B | L3BC1A2709 | ESCHMANN | ASSET ONLY | 5 | NOT TO BE PRICED
13432 | ADDITION | SOL12231 | HYTHE HOSPITAL | DENTAL ROOM | PULSE OXIMETER-HANDHELD | 7500 | 505262929 | NELLCOR | OEM-AIH | 1 | 55
13433 | ADDITION | SOL12232 | CIVIC OFFICES PORTSMOUTH | HEALTH VISITING AND SCHOOL NURSING-LEVEL 2 CORE 1 | SCALE-BABY | 385 | 10000000602922 | SECA LTD | PM | 1 | 15
13434 | ADDITION | SOL12233 | CIVIC OFFICES PORTSMOUTH | HEALTH VISITING AND SCHOOL NURSING-LEVEL 2 CORE 1 | SCALE-BABY | 385 | 10000000602910 | SECA LTD | PM | 1 | 15
13435 | ADDITION | SOL12234 | CIVIC OFFICES PORTSMOUTH | HEALTH VISITING AND SCHOOL NURSING-LEVEL 2 CORE 1 | SCALE-BABY | 385 | 10000000602907 | SECA LTD | PM | 1 | 15
13436 | ADDITION | SOL12235 | CIVIC OFFICES PORTSMOUTH | HEALTH VISITING AND SCHOOL NURSING-LEVEL 2 CORE 1 | SCALE-BABY | 385 | 10000000602916 | SECA LTD | PM | 1 | 15
13437 | ADDITION | SOL12236 | CIVIC OFFICES PORTSMOUTH | HEALTH VISITING AND SCHOOL NURSING-LEVEL 2 CORE 1 | SCALE-BABY | 385 | 10000000602872 | SECA LTD | PM | 1 | 15
13438 | ADDITION | SOL12237 | CIVIC OFFICES PORTSMOUTH | HEALTH VISITING AND SCHOOL NURSING-LEVEL 2 CORE 1 | SCALE-BABY | 385 | 10000000602932 | SECA LTD | PM | 1 | 15
13439 | ADDITION | SOL12238 | CIVIC OFFICES PORTSMOUTH | HEALTH VISITING AND SCHOOL NURSING-LEVEL 2 CORE 1 | SCALE-BABY | 385 | 10000000602928 | SECA LTD | PM | 1 | 15
13440 | ADDITION | SOL12239 | CIVIC OFFICES PORTSMOUTH | HEALTH VISITING AND SCHOOL NURSING-LEVEL 2 CORE 1 | SCALES | 875 | 10000000587563 | SECA LTD | PM | 1 | 70
13441 | ADDITION | SOL12240 | CIVIC OFFICES PORTSMOUTH | HEALTH VISITING AND SCHOOL NURSING-LEVEL 2 CORE 1 | SCALES | 875 | 10000000587621 | SECA LTD | PM | 1 | 70
13442 | ADDITION | SOL12241 | PICKLES COPPICE | DENTAL ROOM | HOT AIR GUN | SAFE AIR | 1505686 | HEATSTREAM | OEM-AIH | 1 | 20
13443 | ADDITION | SOL12242 | ROYAL SOUTH HANTS HOSPITAL | DENTAL-CLINIC ROOM | DENTAL HOT AIR BLOWER | HEATSTREAM | 1505692 | SAFE AIR | OEM-AIH | 1 | 20
13444 | ADDITION | SOL12243 | ROYAL SOUTH HANTS HOSPITAL | DENTAL-CLINIC ROOM | DENTAL HOT AIR BLOWER | HEATSTREAM | 1505666 | SAFE AIR | OEM-AIH | 1 | 20
13445 | ADDITION | SOL12244 | ADELAIDE HEALTH CENTRE | PODIATRY-PODIATRY CLINIC | DRILL-PODIATRY | SB22 | 0967UK217268 | HADEWE | PM | 1 | 45
13446 | ADDITION | SOL12245 | ADELAIDE HEALTH CENTRE | PODIATRY-PODIATRY CLINIC | DOPPLER | SD2 | SD2P10205722-08 | HUNTLEIGH HEALTHCARE | PM | 1 | 30
13447 | ADDITION | SOL12246 | HIGHPOINT | NOT KNOWN | DEFIBRILLATOR | AED3 | (21)AX19K040691 | ZOLL MEDICAL | ASSET ONLY | 1 | NOT TO BE PRICED
13448 | ADDITION | SOL12247 | HIGHPOINT | NOT KNOWN | DEFIBRILLATOR | AED3 | (21)AX19K040682 | ZOLL MEDICAL | ASSET ONLY | 1 | NOT TO BE PRICED
13449 | ADDITION | SOL12248 | ST MARY'S COMMUNITY HEALTH CAMPUS | OUTPATIENTS | MEDICAL FRIDGE | PESR82UK | 01200043444410640 | LEC MEDICAL | PM | 1 | 15
13450 | ADDITION | SOL12250 | ROYAL SOUTH HANTS HOSPITAL | OCCUPATIONAL HEALTH-BRAMBLES BUNGALOW | MEDICAL FRIDGE | PPSR273UK | 10580687444410651 | LEC MEDICAL | PM | 1 | 15
13451 | ADDITION | SOL12251 | BRAMBLYS GRANGE HEALTH CENTRE | DENTAL-DENTAL CLINIC | DENTAL AMALGAMATOR | 9001170 | 210595 | HENRY SCHEIN | OEM-AIH | 1 | 25
13452 | ADDITION | SOL12252 | ANDOVER HEALTH CENTRE | DENTAL-DENTAL CLINIC | MEDICAL FRIDGE | LCBRS50W | 1068023444443903 | LEC MEDICAL | OEM-AIH | 1 | 15
13453 | ADDITION | SOL12253 | BITTERNE HEALTH CENTRE | DENTAL-DENTAL CLINIC | DENTAL HANDPIECE CLEANER | DAC UNIVERSAL | 7436 | SIRONA DENTAL | ASSET ONLY | 5 | NOT TO BE PRICED
13454 | ADDITION | SOL12254 | ANDOVER HEALTH CENTRE | DENTAL-DENTAL CLINIC | DENTAL HANDPIECE CLEANER | DAC UNIVERSAL | 7432 | SIRONA DENTAL | ASSET ONLY | 5 | NOT TO BE PRICED
13455 | ADDITION | SOL12255 | BITTERNE HEALTH CENTRE | DENTAL-DENTAL CLINIC | AUTOCLAVE | 3000B | L3BC1J2823 | ESCHMANN | OEM-AIH | 1 | 145
13456 | ADDITION | SOL12256 | BITTERNE HEALTH CENTRE | DENTAL-DENTAL CLINIC | AUTOCLAVE | 3000B | L3BC1J2822 | ESCHMANN | OEM-AIH | 1 | 145
13457 | ADDITION | SOL12257 | EASTLEIGH HEALTH CENTRE | DENTAL-CLINIC ROOM | DENTAL HANDPIECE CLEANER | DAC UNIVERSAL | 7429 | SIRONA DENTAL | ASSET ONLY | 5 | NOT TO BE PRICED
13458 | ADDITION | SOL12272 | PICKLES COPPICE | DENTAL ROOM | SCALES | 899 | 10000000708754 | SECA LTD | OEM-AIH | 1 | 70
13459 | ADDITION | SOL12273 | PICKLES COPPICE | DENTAL ROOM | SCALES | 899 | 10000000708749 | SECA LTD | OEM-AIH | 1 | 70
13460 | ADDITION | SOL12274 | BITTERNE HEALTH CENTRE | DENTAL-DENTAL CLINIC | PULSE OXIMETER-HANDHELD | 7500 | 505582180 | NELLCOR | OEM-AIH | 1 | 55
13461 | ADDITION | SOL12275 | BITTERNE HEALTH CENTRE | DENTAL-DENTAL CLINIC | HEIGHT MEASURE | 206 | 2289 | SECA LTD | OEM-AIH | 1 | 15
13462 | ADDITION | SOL12276 | BITTERNE HEALTH CENTRE | DENTAL-DENTAL CLINIC | SCALES | 899 | 10000000708747 | SECA LTD | OEM-AIH | 1 | 70
13463 | ADDITION | SOL12277 | ALDERSHOT CENTRE FOR HEALTH | DENTAL-CLINIC ROOM | DENTAL SEDATION SYSTEM | MATRIX MDM | D3S2-13132 | PARKER | OEM-AIH | 1 | 5
13464 | ADDITION | SOL12278 | ALDERSHOT CENTRE FOR HEALTH | DENTAL-CLINIC ROOM | DENTAL HOT AIR BLOWER | HEATSTREAM | 1505679 | SAFE AIR | OEM-AIH | 1 | 20
13465 | ADDITION | SOL12279 | ANDOVER HEALTH CENTRE | DENTAL ROOM | DENTAL CURING LIGHT | OPTIMA 10 | L2130681H5 | BA INTERNATIONAL | OEM-AIH | 1 | 15
13466 | ADDITION | SOL12302 | ANDOVER HEALTH CENTRE | DENTAL-CLINIC ROOM | DENTAL CURING LIGHT | OPTIMA 10 | L2110254H2 | BA INTERNATIONAL | OEM-AIH | 1 | 15
13467 | ADDITION | SOL12303 | GOSPORT WAR MEMORIAL HOSPITAL | DENTAL-CLINIC ROOM | DENTAL CURING LIGHT | OPTIMA 10 | L2030124H2 | BA INTERNATIONAL | OEM-AIH | 1 | 15
13468 | ADDITION | SOL12304 | GOSPORT WAR MEMORIAL HOSPITAL | DENTAL-CLINIC ROOM | WHEELCHAIR | BTR22 | 452008094150 | DRIVE DEVILBISS | OEM-AIH | 1 | 25
13469 | ADDITION | SOL12305 | GOSPORT WAR MEMORIAL HOSPITAL | DENTAL-CLINIC ROOM | DENTAL HOT AIR BLOWER | HEATSTREAM | 1505622 | SAFE AIR | OEM-AIH | 1 | 20
13470 | ADDITION | SOL12306 | GOSPORT WAR MEMORIAL HOSPITAL | DENTAL-CLINIC ROOM | DENTAL HOT AIR BLOWER | HEATSTREAM | 1505684 | SAFE AIR | OEM-AIH | 1 | 20
13471 | ADDITION | SOL12307 | GOSPORT WAR MEMORIAL HOSPITAL | DENTAL-CLINIC ROOM | DENTAL AMALGAMATOR | 9001170 | 210558 | HENRY SCHEIN | OEM-AIH | 1 | 25
13472 | ADDITION | SOL12308 | GOSPORT WAR MEMORIAL HOSPITAL | DENTAL-CLINIC ROOM | DENTAL UNIT | DU893 | 9523 | QUDENT | OEM-AIH | 1 | 125
13473 | ADDITION | SOL12309 | PICKLES COPPICE | DENTAL-DENTAL CLINIC | MEDICAL FRIDGE | IG3711 | 2700108488 | IGENIX | OEM-AIH | 1 | 15
13474 | ADDITION | SOL12310 | BRAMBLYS GRANGE HEALTH CENTRE | DENTAL-CLINIC ROOM | DENTAL X RAY INTRA ORAL | PHOT-X-II | EX21A0681 | BELMONT | OEM-AIH | 1 | 120
13475 | ADDITION | SOL12311 | PICKLES COPPICE | DENTAL ROOM | DENTAL MICROMOTOR AND DRILL | 503601 | B03683 | ROYAL MFG | OEM-AIH | 1 | 45
13476 | ADDITION | SOL12312 | PICKLES COPPICE | DENTAL ROOM | DENTAL MICROMOTOR AND DRILL | 403601 |  | ROYAL MFG | OEM-AIH | 1 | 45
13477 | ADDITION | SOL12313 | ROYAL SOUTH HANTS HOSPITAL | DENTAL ROOM | PULSE OXIMETER-HANDHELD | 7500 | 505598441 | NELLCOR | OEM-AIH | 1 | 55
13478 | ADDITION | SOL12314 | ROYAL SOUTH HANTS HOSPITAL | DENTAL ROOM | SCALES | 899 | 10000000708760 | SECA LTD | OEM-AIH | 1 | 70
13479 | ADDITION | SOL12315 | BRAMBLYS GRANGE HEALTH CENTRE | DENTAL-DENTAL CLINIC | HEIGHT MEASURE | 206 |  | SECA LTD | OEM-AIH | 1 | 15
13480 | ADDITION | SOL12316 | BRAMBLYS GRANGE HEALTH CENTRE | DENTAL-DENTAL CLINIC | SCALES | 899 | 10000000708762 | SECA LTD | OEM-AIH | 1 | 70
13481 | ADDITION | SOL12317 | ALDERSHOT CENTRE FOR HEALTH | DENTAL-DENTAL CLINIC | ULTRASONIC ACTIVITY METER | F0014105 | UEM21237 | ULTRAWAVE | OEM-AIH | 1 | 45
13482 | ADDITION | SOL12318 | ALDERSHOT CENTRE FOR HEALTH | DENTAL-DENTAL CLINIC | DENTAL CURING LIGHT | OPTIMA 10 | L2130370H2 | BA INTERNATIONAL | OEM-AIH | 1 | 15
13483 | ADDITION | SOL12319 | QUEEN ALEXANDRA HOSPITAL | DENTAL-POSWILLO DENTAL CENTRE | FLOWMETER | NONE | 56150420 | GABLER MEDICAL | OEM-AIH | 1 | 8
13484 | ADDITION | SOL12320 | BRAMBLYS GRANGE HEALTH CENTRE | DENTAL ROOM | DENTAL HOT AIR BLOWER | HEATSTREAM | 1505816 | SAFE AIR | OEM-AIH | 1 | 20
13485 | ADDITION | SOL12322 | ALDERSHOT CENTRE FOR HEALTH | DENTAL-DENTAL CLINIC | SCALES | 899 | 10000000708781 | SECA LTD | OEM-AIH | 1 | 70
13486 | ADDITION | SOL12323 | ALDERSHOT CENTRE FOR HEALTH | DENTAL-DENTAL CLINIC | HEIGHT MEASURE | HEIGHT 200CM |  | SPIRIT FITNESS | OEM-AIH | 1 | 15
13487 | ADDITION | SOL12324 | ANDOVER HEALTH CENTRE | DENTAL-CLINIC ROOM | SCALES | 899 | 10000000708761 | SECA LTD | OEM-AIH | 1 | 70
13488 | ADDITION | SOL12325 | EASTNEY HEALTH CENTRE | DENTAL-CLINIC ROOM | DENTAL CURING LIGHT | OPTIMA 10 | L2110152H2 | BA INTERNATIONAL | OEM-AIH | 1 | 15
13489 | ADDITION | SOL12326 | EASTNEY HEALTH CENTRE | DENTAL-CLINIC ROOM | BLOOD PRESSURE MONITOR | M6 COMFORT | 202102004208V | OMRON HEALTHCARE | OEM-AIH | 1 | 8
13490 | ADDITION | SOL12327 | ADELAIDE HEALTH CENTRE | SCHOOL NURSES-NURSES ROOM | AUDIOMETER | AS608 | 1002557 | INTERACOUSTICS | OEM-AIH | 1 | 146
13491 | ADDITION | SOL12328 | ADELAIDE HEALTH CENTRE | SCHOOL NURSES-NURSES ROOM | AUDIOMETER | AS7 | 6739 | KAMPLEX | OEM-AIH | 1 | 146
13492 | ADDITION | SOL12501 | ADELAIDE HEALTH CENTRE | CHILDREN COMMUNITY NURSING TEAM-LEVEL 2 | ASPIRATOR | DEVILBISS | PU116474 | SUNRISE MEDICAL | PM | 1 | 25
13493 | ADDITION | SOL12502 | ADELAIDE HEALTH CENTRE | CHILDREN COMMUNITY NURSING TEAM-LEVEL 2 | PULSE OXIMETER-HANDHELD | N560 | 011114030054 | NELLCOR | PM | 1 | 55
13494 | ADDITION | SOL12503 | WESTERN COMMUNITY HOSPITAL | COMMUNITY STROKE TEAM-WESTERN WING | SPHYGMOMANOMETER | SHOCK RESISTANT | 191209163029 | WELCH ALLYN | PM | 1 | 8
13495 | ADDITION | SOL12504 | WESTERN COMMUNITY HOSPITAL | COMMUNITY STROKE TEAM-WESTERN WING | PULSE OXIMETER-FINGER | A320 | A320200415544 | SHENZHEN AEON TECHNOLOGY | PM | 1 | 55
13496 | ADDITION | SOL12505 | WESTERN COMMUNITY HOSPITAL | COMMUNITY STROKE TEAM-WESTERN WING | BLOOD PRESSURE MONITOR | UA-651SL | 5190103304 | A&D INSTRUMENTS | PM | 1 | 8
13497 | ADDITION | SOL12506 | WESTERN COMMUNITY HOSPITAL | COMMUNITY STROKE TEAM-WESTERN WING | SPHYGMOMANOMETER | SHOCK RESISTANT | 191209171407 | WELCH ALLYN | PM | 1 | 8
13498 | ADDITION | SOL12507 | WESTERN COMMUNITY HOSPITAL | COMMUNITY STROKE TEAM-WESTERN WING | PULSE OXIMETER-FINGER | A320 | A320200415584 | SHENZHEN AEON TECHNOLOGY | PM | 1 | 55
13499 | ADDITION | SOL12508 | WESTERN COMMUNITY HOSPITAL | COMMUNITY STROKE TEAM-WESTERN WING | THERMOMETER | JXB-178 | C10200302736 | GUANGZHOU JINXINBAO | PM | 1 | 15
13500 | ADDITION | SOL12509 | WESTERN COMMUNITY HOSPITAL | COMMUNITY STROKE TEAM-WESTERN WING | SPHYGMOMANOMETER | SHOCK RESISTANT | 191209133217 | WELCH ALLYN | PM | 1 | 8
13501 | ADDITION | SOL12510 | WESTERN COMMUNITY HOSPITAL | COMMUNITY STROKE TEAM-WESTERN WING | SPHYGMOMANOMETER | SHOCK RESISTANT | 191209171709 | WELCH ALLYN | PM | 1 | 8
13502 | ADDITION | SOL12511 | WESTERN COMMUNITY HOSPITAL | COMMUNITY STROKE TEAM-WESTERN WING | SPHYGMOMANOMETER | SHOCK RESISTANT | 191209171228 | WELCH ALLYN | PM | 1 | 8
13503 | ADDITION | SOL12512 | WESTERN COMMUNITY HOSPITAL | COMMUNITY STROKE TEAM-WESTERN WING | SPHYGMOMANOMETER | SHOCK RESISTANT | 191209172337 | WELCH ALLYN | PM | 1 | 8
13504 | ADDITION | SOL12513 | WESTERN COMMUNITY HOSPITAL | COMMUNITY STROKE TEAM-WESTERN WING | PULSE OXIMETER-FINGER | A320 | A320200415531 | SHENZHEN AEON TECHNOLOGY | PM | 1 | 55
13505 | ADDITION | SOL12514 | WESTERN COMMUNITY HOSPITAL | SNOWDON WARD-MAIN BLOCK | ULTRASOUND MACHINE DIAGNOSTIC | Z6 | HF9-0C000705 | MINDRAY LTD | OEM-AIH | 1 | 375
13506 | ADDITION | SOL12515 | WESTERN COMMUNITY HOSPITAL | SNOWDON WARD-MAIN BLOCK | ULTRASOUND MACHINE DIAGNOSTIC | Z6 | 8MS08005278 | MINDRAY LTD | OEM-AIH | 1 | 375
13507 | ADDITION | SOL12516 | WESTERN COMMUNITY HOSPITAL | SNOWDON WARD-MAIN BLOCK | ULTRASOUND MACHINE DIAGNOSTIC | Z6 | CB2N8B184095 | MINDRAY LTD | OEM-AIH | 1 | 375
13508 | ADDITION | SOL12517 | WESTERN COMMUNITY HOSPITAL | COMMUNITY STROKE TEAM-WESTERN WING | PULSE OXIMETER-FINGER | A320 | A320200415510 | SHENZHEN AEON TECHNOLOGY | PM | 1 | 55
13509 | ADDITION | SOL12518 | WESTERN COMMUNITY HOSPITAL | COMMUNITY STROKE TEAM-WESTERN WING | BLOOD PRESSURE MONITOR | UA-651SL | 5190103307 | A&D INSTRUMENTS | PM | 1 | 8
13510 | ADDITION | SOL12519 | WESTERN COMMUNITY HOSPITAL | COMMUNITY STROKE TEAM-WESTERN WING | THERMOMETER | JXB-178 | C10200302738 | GUANGZHOU JINXINBAO | PM | 1 | 15
13511 | ADDITION | SOL12520 | WESTERN COMMUNITY HOSPITAL | COMMUNITY STROKE TEAM-WESTERN WING | THERMOMETER | JXB-178 | 12520 | GUANGZHOU JINXINBAO | PM | 1 | 15
13512 | ADDITION | SOL12521 | WESTERN COMMUNITY HOSPITAL | COMMUNITY STROKE TEAM-WESTERN WING | PULSE OXIMETER-FINGER | A320 | A320200415536 | SHENZHEN AEON TECHNOLOGY | PM | 1 | 55
13513 | ADDITION | SOL12522 | WESTERN COMMUNITY HOSPITAL | SNOWDON WARD-MAIN BLOCK | HOVER MAT | HTAIR2300 | 2K0900256 | HOVERTECH | PM | 1 | 90
13514 | ADDITION | SOL12523 | WESTERN COMMUNITY HOSPITAL | WEST COMMUNITY INDEPENDENCE TEAM-WESTERN WING | PULSE OXIMETER-FINGER | MD300C13 | 191944100784 | BEIJING CHOICE ELECTRONICS | PM | 1 | 55
13515 | ADDITION | SOL12524 | WESTERN COMMUNITY HOSPITAL | WEST COMMUNITY INDEPENDENCE TEAM-WESTERN WING | PULSE OXIMETER-FINGER | MD300C19 | 201668608158 | BEIJING CHOICE ELECTRONICS | PM | 1 | 55
13516 | ADDITION | SOL12525 | WESTERN COMMUNITY HOSPITAL | WEST COMMUNITY INDEPENDENCE TEAM-WESTERN WING | PULSE OXIMETER-FINGER | MD300C19 | 201668608172 | BEIJING CHOICE ELECTRONICS | PM | 1 | 55
13517 | ADDITION | SOL12527 | BROADCAST HOUSE | COMMUNITY NURSING TEAM | THERMOMETER | THERMOSCAN IRT 6020 | 09618K42826 | BRAUN | PM | 1 | 15
13518 | ADDITION | SOL12528 | BROADCAST HOUSE | COMMUNITY NURSING TEAM | THERMOMETER | THERMOSCAN IRT 6020 | 10618K34518 | BRAUN | PM | 1 | 15
13519 | ADDITION | SOL12529 | BROADCAST HOUSE | COMMUNITY NURSING TEAM | ASPIRATOR | DEVILBISS | PU541293 | SUNRISE MEDICAL | PM | 1 | 25
13520 | ADDITION | SOL12530 | ADELAIDE HEALTH CENTRE | SITE SERVICES-CORRIDOR | GLUCOMETER | SD CODE FREE | M03TG01HAB4584 | SD BIOSENSOR | ASSET ONLY | 1 | NOT TO BE PRICED
13521 | ADDITION | SOL12531 | ADELAIDE HEALTH CENTRE | SITE SERVICES-CORRIDOR | GLUCOMETER | SD CODE FREE | M03TG01HAB4595 | SD BIOSENSOR | ASSET ONLY | 1 | NOT TO BE PRICED
13522 | ADDITION | SOL12532 | ADELAIDE HEALTH CENTRE | SITE SERVICES-CORRIDOR | GLUCOMETER | SD CODE FREE | M03TG01HAB4590 | SD BIOSENSOR | ASSET ONLY | 1 | NOT TO BE PRICED
13523 | ADDITION | SOL12533 | ADELAIDE HEALTH CENTRE | SITE SERVICES-CORRIDOR | GLUCOMETER | SD CODE FREE | M03TG01HAB4587 | SD BIOSENSOR | ASSET ONLY | 1 | NOT TO BE PRICED
13524 | ADDITION | SOL12534 | ADELAIDE HEALTH CENTRE | SITE SERVICES-CORRIDOR | GLUCOMETER | SD CODE FREE | M03TG01HAB4588 | SD BIOSENSOR | ASSET ONLY | 1 | NOT TO BE PRICED
13525 | ADDITION | SOL12535 | ADELAIDE HEALTH CENTRE | SITE SERVICES-CORRIDOR | GLUCOMETER | SD CODE FREE | M03TG01HAB4582 | SD BIOSENSOR | ASSET ONLY | 1 | NOT TO BE PRICED
13526 | ADDITION | SOL12536 | ADELAIDE HEALTH CENTRE | SITE SERVICES-CORRIDOR | GLUCOMETER | SD CODE FREE | M03TG01HAB4567 | SD BIOSENSOR | ASSET ONLY | 1 | NOT TO BE PRICED
13527 | ADDITION | SOL12537 | ADELAIDE HEALTH CENTRE | SITE SERVICES-CORRIDOR | PULSE OXIMETER-FINGER | ONYX VANTAGE | 505232563 | NONIN | PM | 1 | 55
13528 | ADDITION | SOL12538 | ADELAIDE HEALTH CENTRE | SITE SERVICES-CORRIDOR | PULSE OXIMETER-FINGER | ONYX VANTAGE | 505232595 | NONIN | PM | 1 | 55
13529 | ADDITION | SOL12539 | ADELAIDE HEALTH CENTRE | SITE SERVICES-CORRIDOR | PULSE OXIMETER-FINGER | ONYX VANTAGE | 505259245 | NONIN | PM | 1 | 55
13530 | ADDITION | SOL12540 | ADELAIDE HEALTH CENTRE | SITE SERVICES-CORRIDOR | PULSE OXIMETER-FINGER | ONYX VANTAGE | 505232594 | NONIN | PM | 1 | 55
13531 | ADDITION | SOL12541 | ADELAIDE HEALTH CENTRE | SITE SERVICES-CORRIDOR | PULSE OXIMETER-FINGER | ONYX VANTAGE | 505232565 | NONIN | PM | 1 | 55
13532 | ADDITION | SOL12542 | ADELAIDE HEALTH CENTRE | SITE SERVICES-CORRIDOR | PULSE OXIMETER-FINGER | ONYX VANTAGE | 505232604 | NONIN | PM | 1 | 55
13533 | ADDITION | SOL12543 | ADELAIDE HEALTH CENTRE | SITE SERVICES-CORRIDOR | PULSE OXIMETER-FINGER | ONYX VANTAGE | 505232600 | NONIN | PM | 1 | 55
13534 | ADDITION | SOL12544 | ADELAIDE HEALTH CENTRE | SITE SERVICES-CORRIDOR | SPHYGMOMANOMETER | DS-5501-189 | 200728005457 | WELCH ALLYN | PM | 1 | 8
13535 | ADDITION | SOL12545 | ADELAIDE HEALTH CENTRE | SITE SERVICES-CORRIDOR | SPHYGMOMANOMETER | DS-5501-189 | 200727222848 | WELCH ALLYN | PM | 1 | 8
13536 | ADDITION | SOL12546 | ADELAIDE HEALTH CENTRE | SITE SERVICES-CORRIDOR | SPHYGMOMANOMETER | DS-5501-189 | 200728163118 | WELCH ALLYN | PM | 1 | 8
13537 | ADDITION | SOL12547 | ADELAIDE HEALTH CENTRE | SITE SERVICES-CORRIDOR | SPHYGMOMANOMETER | DS-5501-189 | 200727224937 | WELCH ALLYN | PM | 1 | 8
13538 | ADDITION | SOL12548 | ADELAIDE HEALTH CENTRE | SITE SERVICES-CORRIDOR | SPHYGMOMANOMETER | DS-5501-189 | 200727214029 | WELCH ALLYN | PM | 1 | 8
13539 | ADDITION | SOL12549 | ADELAIDE HEALTH CENTRE | SITE SERVICES-CORRIDOR | SPHYGMOMANOMETER | DS-5501-189 | 200728155538 | WELCH ALLYN | PM | 1 | 8
13540 | ADDITION | SOL12550 | ADELAIDE HEALTH CENTRE | SITE SERVICES-CORRIDOR | SPHYGMOMANOMETER | DS-5501-189 | 200727222958 | WELCH ALLYN | PM | 1 | 8
13541 | ADDITION | SOL12558 | JUBILEE HOUSE | INPATIENT UNIT-END OF LIFE CARE | MATTRESS PUMP | MERCURY ADVANCE | MA20060368 | DIRECT HEALTHCARE | PM | 1 | 45
13542 | ADDITION | SOL12559 | JUBILEE HOUSE | INPATIENT UNIT-END OF LIFE CARE | MATTRESS PUMP | MERCURY ADVANCE | MA20061088 | DIRECT HEALTHCARE | PM | 1 | 45
13543 | ADDITION | SOL12560 | JUBILEE HOUSE | INPATIENT UNIT-END OF LIFE CARE | MATTRESS PUMP | MERCURY ADVANCE | MA20042235 | DIRECT HEALTHCARE | PM | 1 | 45
13544 | ADDITION | SOL12561 | JUBILEE HOUSE | INPATIENT UNIT-END OF LIFE CARE | MATTRESS PUMP | MERCURY ADVANCE | MA20061083 | DIRECT HEALTHCARE | PM | 1 | 45
13545 | ADDITION | SOL12562 | JUBILEE HOUSE | INPATIENT UNIT-END OF LIFE CARE | MATTRESS PUMP | MERCURY ADVANCE | MA20061056 | DIRECT HEALTHCARE | PM | 1 | 45
13546 | ADDITION | SOL12563 | ADELAIDE HEALTH CENTRE | CHILDREN COMMUNITY NURSING TEAM-LEVEL 2 | ASPIRATOR | LSU | 78272088583 | LAERDAL MEDICAL | PM | 1 | 25
13547 | ADDITION | SOL12564 | ADELAIDE HEALTH CENTRE | CHILDREN COMMUNITY NURSING TEAM-LEVEL 2 | ASPIRATOR | LSU | 78272088637 | LAERDAL MEDICAL | PM | 1 | 25
13548 | ADDITION | SOL12565 | ADELAIDE HEALTH CENTRE | CHILDREN COMMUNITY NURSING TEAM-LEVEL 2 | NEBULISER | INNOSPIRE DELUXE | 196888 | PHILIPS HEALTHCARE | PM | 1 | 15
13549 | ADDITION | SOL12566 | ADELAIDE HEALTH CENTRE | CHILDREN COMMUNITY NURSING TEAM-LEVEL 2 | PULSE OXIMETER-HANDHELD | RAD 5 | N204417 | MASIMO | PM | 1 | 55
13550 | ADDITION | SOL12567 | BROADCAST HOUSE | COMMUNITY NURSING TEAM | SPHYGMOMANOMETER | SHOCK RESISTANT | 040217114954 | WELCH ALLYN | PM | 1 | 8
13551 | ADDITION | SOL12568 | BROADCAST HOUSE | COMMUNITY NURSING TEAM | THERMOMETER | THERMOSCAN IRT 6020 | 25816K35949 | BRAUN | PM | 1 | 15
13552 | ADDITION | SOL12569 | BROADCAST HOUSE | COMMUNITY NURSING TEAM | PULSE OXIMETER-FINGER | MD300C13 | 190844100375 | BEIJING CHOICE ELECTRONICS | PM | 1 | 55
13553 | ADDITION | SOL12570 | BROADCAST HOUSE | COMMUNITY NURSING TEAM | PULSE OXIMETER-FINGER | 9006368 | 201315900425 | HENRY SCHEIN | PM | 1 | 55
13554 | ADDITION | SOL12571 | BROADCAST HOUSE | COMMUNITY NURSING TEAM | PULSE OXIMETER-FINGER | 9006368 | 201315900442 | HENRY SCHEIN | PM | 1 | 55
13555 | ADDITION | SOL12572 | BROADCAST HOUSE | COMMUNITY NURSING TEAM | PULSE OXIMETER-FINGER | 9006368 | 201315900370 | HENRY SCHEIN | PM | 1 | 55
13556 | ADDITION | SOL12573 | BROADCAST HOUSE | COMMUNITY NURSING TEAM | PULSE OXIMETER-FINGER | 9006368 | 201315900953 | HENRY SCHEIN | PM | 1 | 55
13557 | ADDITION | SOL12574 | BROADCAST HOUSE | COMMUNITY NURSING TEAM | PULSE OXIMETER-FINGER | 9006368 | 201315900929 | HENRY SCHEIN | PM | 1 | 55
13558 | ADDITION | SOL12575 | SOLENT MEDICAL SERVICES | COMMUNITY WELLBEING TEAM | PULSE OXIMETER-FINGER | 9006368 | 201315900390 | HENRY SCHEIN | PM | 1 | 55
13559 | ADDITION | SOL12576 | BROADCAST HOUSE | COMMUNITY NURSING TEAM | PULSE OXIMETER-FINGER | 9006368 | 201315900994 | HENRY SCHEIN | PM | 1 | 55
13560 | ADDITION | SOL12577 | SOLENT MEDICAL SERVICES | COMMUNITY WELLBEING TEAM | PULSE OXIMETER-FINGER | 9006368 | 201315900376 | HENRY SCHEIN | PM | 1 | 55
13561 | ADDITION | SOL12578 | BROADCAST HOUSE | COMMUNITY NURSING TEAM | PULSE OXIMETER-FINGER | 9006368 | 201315900384 | HENRY SCHEIN | PM | 1 | 55
13562 | ADDITION | SOL12579 | BROADCAST HOUSE | COMMUNITY NURSING TEAM | PULSE OXIMETER-FINGER | 9006368 | 201315900452 | HENRY SCHEIN | PM | 1 | 55
13563 | ADDITION | SOL12580 | BROADCAST HOUSE | COMMUNITY NURSING TEAM | PULSE OXIMETER-FINGER | 9006368 | 201315900474 | HENRY SCHEIN | PM | 1 | 55
13564 | ADDITION | SOL12581 | BROADCAST HOUSE | COMMUNITY NURSING TEAM | PULSE OXIMETER-FINGER | 9006368 | 201315900283 | HENRY SCHEIN | PM | 1 | 55
13565 | ADDITION | SOL12582 | BROADCAST HOUSE | COMMUNITY NURSING TEAM | PULSE OXIMETER-FINGER | MD300C19 | 202769807265 | BEIJING CHOICE ELECTRONICS | PM | 1 | 55
13566 | ADDITION | SOL12583 | BROADCAST HOUSE | COMMUNITY NURSING TEAM | PULSE OXIMETER-FINGER | MD300C19 | 202569974171 | BEIJING CHOICE ELECTRONICS | PM | 1 | 55
13567 | ADDITION | SOL12584 | CROWN HEIGHTS | SEXUAL HEALTH | BED-PATIENT | FUSION COUCH | 5056229117413 | SUNFLOWER MEDICAL | PM | 1 | 20
13568 | ADDITION | SOL12585 | SEMBAL HOUSE | RAPID RESPONSE TEAM-OFFICE | PULSE OXIMETER-HANDHELD | PALMSAT 2500 | 505382699 | NONIN | PM | 1 | 55
13569 | ADDITION | SOL12586 | ADELAIDE HEALTH CENTRE | TISSUE VIABILITY SERVICE-CLINIC ROOM | ABPI MONITOR | ABPI MDD | ME01V14-092009530 | MESI LTD | OEM-CONTRACT PM | 1 | 250
13570 | ADDITION | SOL12587 | ADELAIDE HEALTH CENTRE | TISSUE VIABILITY SERVICE-CLINIC ROOM | ABPI MONITOR | ABPI MDD | ME01V14-092009528 | MESI LTD | OEM-CONTRACT PM | 1 | 250
13571 | ADDITION | SOL12588 | BITTERNE HEALTH CENTRE | COMMUNITY NURSING TEAM | ABPI MONITOR | ABPI MDD | ME01V14-092009529 | MESI LTD | OEM-CONTRACT PM | 1 | 250
13572 | ADDITION | SOL12589 | ST MARY'S COMMUNITY HEALTH CAMPUS | LEARNING AND DEVELOPMENT TEAM | BED-ELECTRIC | CONTOURA | 317441 | ARJO HUNTLEIGH | PM | 1 | 20
13573 | ADDITION | SOL12590 | ST MARY'S COMMUNITY HEALTH CAMPUS | LEARNING AND DEVELOPMENT TEAM | HOIST | MIDI 180 | 22000000303 | JOERNS | OEM-MEDACO | 1 | 90
13574 | ADDITION | SOL12591 | ST MARY'S COMMUNITY HEALTH CAMPUS | LEARNING AND DEVELOPMENT TEAM | HOIST-STANDING | JOURNEY 155 | 1901L0917 | JOERNS | OEM-MEDACO | 1 | 90
13575 | ADDITION | SOL12592 | ST MARY'S COMMUNITY HEALTH CAMPUS | SPINNAKER WARD | CHAIR-ELECTRIC-RECLINER | NONE | 290726 | WILLIAMS MEDICAL | PM | 1 | 70
13576 | ADDITION | SOL12593 | ST MARY'S COMMUNITY HEALTH CAMPUS | SPINNAKER WARD | CHAIR-ELECTRIC-RECLINER | NONE | 290738 | WILLIAMS MEDICAL | PM | 1 | 70
13577 | ADDITION | SOL12594 | ST MARY'S COMMUNITY HEALTH CAMPUS | SPINNAKER WARD | CHAIR-ELECTRIC-RECLINER | NONE | 290728 | WILLIAMS MEDICAL | PM | 1 | 70
13578 | ADDITION | SOL12595 | ST MARY'S COMMUNITY HEALTH CAMPUS | SPINNAKER WARD | CHAIR-ELECTRIC-RECLINER | NONE | 290739 | WILLIAMS MEDICAL | PM | 1 | 70
13579 | ADDITION | SOL12596 | QUEEN ALEXANDRA HOSPITAL | REHABILITATION CENTRE-PHYSIOTHERAPY | EXERCISER-BICYCLE | U628 | 100497PRO21020164 | NAUTILUS | PM | 1 | 25
13580 | ADDITION | SOL12597 | BITTERNE HEALTH CENTRE | EAST COMMUNITY INDEPENDENCE TEAM-WESTWOOD HOUSE | ECG MACHINE | HEARTVIEW 12L | 21000309 | AEROTEL MEDICAL SYSTEMS | PM | 1 | 88
13581 | ADDITION | SOL12598 | BITTERNE HEALTH CENTRE | EAST COMMUNITY INDEPENDENCE TEAM-WESTWOOD HOUSE | THERMOMETER | DET-306 | 12598 | SHANGHAI INTERNATIONAL | PM | 1 | 15
13582 | ADDITION | SOL12599 | BITTERNE HEALTH CENTRE | EAST COMMUNITY INDEPENDENCE TEAM-WESTWOOD HOUSE | BLOOD PRESSURE MONITOR | UA-1020 | 5201000246 | A&D INSTRUMENTS | PM | 1 | 8
13583 | ADDITION | SOL12600 | BITTERNE HEALTH CENTRE | EAST COMMUNITY INDEPENDENCE TEAM-WESTWOOD HOUSE | BLOOD PRESSURE MONITOR | UA-1020 | 5201000250 | A&D INSTRUMENTS | PM | 1 | 8
13584 | ADDITION | SOL12601 | BITTERNE HEALTH CENTRE | EAST COMMUNITY INDEPENDENCE TEAM-WESTWOOD HOUSE | BLOOD PRESSURE MONITOR | UA-1020 | 5201000241 | A&D INSTRUMENTS | PM | 1 | 8
13585 | ADDITION | SOL12602 | BITTERNE HEALTH CENTRE | EAST COMMUNITY INDEPENDENCE TEAM-WESTWOOD HOUSE | THERMOMETER | DET-306 | 12602 | SHANGHAI INTERNATIONAL | PM | 1 | 15
13586 | ADDITION | SOL12603 | BITTERNE HEALTH CENTRE | EAST COMMUNITY INDEPENDENCE TEAM-WESTWOOD HOUSE | THERMOMETER | DET-306 | 12603 | SHANGHAI INTERNATIONAL | PM | 1 | 15
13587 | ADDITION | SOL12604 | BITTERNE HEALTH CENTRE | EAST COMMUNITY INDEPENDENCE TEAM-WESTWOOD HOUSE | BLOOD PRESSURE MONITOR | UA-1020 | 5201000247 | A&D INSTRUMENTS | PM | 1 | 8
13588 | ADDITION | SOL12605 | ROYAL SOUTH HANTS HOSPITAL | INPATIENT THERAPY-CLINICAL STAFF | PATIENT TRANSFER AID | RETURN 7500 | 12605 | HANDICARE | PM | 1 | 70
13589 | ADDITION | SOL12606 | ROYAL SOUTH HANTS HOSPITAL | INPATIENT THERAPY-CLINICAL STAFF | PATIENT TRANSFER AID | RETURN 7500 | 12606 | HANDICARE | PM | 1 | 70
13590 | ADDITION | SOL12607 | ROYAL SOUTH HANTS HOSPITAL | INPATIENT THERAPY-CLINICAL STAFF | PATIENT TRANSFER AID | SARA STEADY | 300430838 | ARJO HUNTLEIGH | PM | 1 | 70
13591 | ADDITION | SOL12608 | ROYAL SOUTH HANTS HOSPITAL | INPATIENT THERAPY-CLINICAL STAFF | PATIENT TRANSFER AID | SARA STEADY | 300430837 | ARJO HUNTLEIGH | PM | 1 | 70
13592 | ADDITION | SOL12609 | ADELAIDE HEALTH CENTRE | CHILDREN COMMUNITY NURSING TEAM-LEVEL 2 | PULSE OXIMETER-HANDHELD | RAD 8 | M20408 | MASIMO | PM | 1 | 55
13593 | ADDITION | SOL12611 | ADELAIDE HEALTH CENTRE | CHILDREN COMMUNITY NURSING TEAM-LEVEL 2 | PULSE OXIMETER-HANDHELD | RAD 8 | M206666 | MASIMO | PM | 1 | 55
13594 | ADDITION | SOL12612 | EASTLEIGH HEALTH CENTRE | DENTAL-DENTAL CLINIC | DENTAL SEDATION SYSTEM | MATRIX MDM | D3S2-13113 | PARKER | ASSET ONLY | 5 | NOT TO BE PRICED
13595 | ADDITION | SOL12613 | EASTLEIGH HEALTH CENTRE | DENTAL-DENTAL CLINIC | DENTAL SCAVENGING UNIT | MINISCAV | 011/498 | RA MEDICAL | ASSET ONLY | 5 | NOT TO BE PRICED
13596 | ADDITION | SOL12614 | GOSPORT WAR MEMORIAL HOSPITAL | DENTAL-DENTAL CLINIC | AUTOCLAVE | SES 3000B | L3BC1B2713 | ESCHMANN | ASSET ONLY | 5 | NOT TO BE PRICED
13597 | ADDITION | SOL12615 | GOSPORT WAR MEMORIAL HOSPITAL | DENTAL-DENTAL CLINIC | DENTAL SCAVENGING UNIT | MINISCAV | UK-1032 | RA MEDICAL | ASSET ONLY | 5 | NOT TO BE PRICED
13598 | ADDITION | SOL12616 | GOSPORT WAR MEMORIAL HOSPITAL | DENTAL-DENTAL CLINIC | DENTAL SCAVENGING UNIT | MINISCAV | 013/620 | RA MEDICAL | ASSET ONLY | 5 | NOT TO BE PRICED
13599 | ADDITION | SOL12617 | EASTNEY HEALTH CENTRE | DENTAL-DENTAL CLINIC | AUTOCLAVE | SES 3000B | L3BC1B2710 | ESCHMANN | ASSET ONLY | 5 | NOT TO BE PRICED
13600 | ADDITION | SOL12618 | MARY ROSE SCHOOL | SCHOOL NURSES-NURSES ROOM | BLOOD PRESSURE MONITOR | NONE | 20110954 | ACCOSON | PM | 1 | 8
13601 | ADDITION | SOL12619 | BITTERNE HEALTH CENTRE | PODIATRY-PODIATRY CLINIC | DRILL-PODIATRY | SB22 | 0967UK207154 | HADEWE | PM | 1 | 45
13602 | ADDITION | SOL12620 | ADELAIDE HEALTH CENTRE | PODIATRY-PODIATRY CLINIC | DRILL-PODIATRY | SB22 | 0967UK207158 | HADEWE | PM | 1 | 45
13603 | ADDITION | SOL12621 | ADELAIDE HEALTH CENTRE | PODIATRY-PODIATRY CLINIC | DRILL-PODIATRY | SB22 | 0967UK207178 | HADEWE | PM | 1 | 45
13604 | ADDITION | SOL12622 | ADELAIDE HEALTH CENTRE | PODIATRY-PODIATRY CLINIC | DRILL-PODIATRY | SB22 | 0967UK207155 | HADEWE | PM | 1 | 45
13605 | ADDITION | SOL12623 | TOTTON HEALTH CENTRE | PODIATRY-CLINIC ROOM | DRILL-PODIATRY | PODOLOG ONE | 43097S | HELMUT RUCK GMBH | PM | 1 | 45
13606 | ADDITION | SOL12624 | ROYAL SOUTH HANTS HOSPITAL | PODIATRY-PODIATRY CLINIC | DOPPLER | SD2 | SD2P141514021 | HUNTLEIGH HEALTHCARE | PM | 1 | 30
13607 | ADDITION | SOL12625 | ADELAIDE HEALTH CENTRE | PODIATRY-PODIATRY CLINIC | DOPPLER | SD2 | SD2P141514221 | HUNTLEIGH HEALTHCARE | PM | 1 | 30
13608 | ADDITION | SOL12626 | BITTERNE HEALTH CENTRE | PODIATRY-PODIATRY CLINIC | DOPPLER | SD2 | SD2P141513621 | HUNTLEIGH HEALTHCARE | PM | 1 | 30
13609 | ADDITION | SOL12627 | ADELAIDE HEALTH CENTRE | PODIATRY-PODIATRY CLINIC | DOPPLER | SD2 | SD2P141525021 | HUNTLEIGH HEALTHCARE | PM | 1 | 30
13610 | ADDITION | SOL12628 | ADELAIDE HEALTH CENTRE | PODIATRY-PODIATRY CLINIC | DOPPLER | SD2 | SD2P141513821 | HUNTLEIGH HEALTHCARE | PM | 1 | 30
13611 | ADDITION | SOL12629 | ADELAIDE HEALTH CENTRE | PODIATRY-PODIATRY CLINIC | DOPPLER | SD2 | SD2P141514821 | HUNTLEIGH HEALTHCARE | PM | 1 | 30
13612 | ADDITION | SOL12630 | ADELAIDE HEALTH CENTRE | PODIATRY-PODIATRY CLINIC | DOPPLER | SD2 | SD2P141525321 | HUNTLEIGH HEALTHCARE | PM | 1 | 30
13613 | ADDITION | SOL12631 | ADELAIDE HEALTH CENTRE | PODIATRY-PODIATRY CLINIC | DOPPLER | SD2 | SD2P141525221 | HUNTLEIGH HEALTHCARE | PM | 1 | 30
13614 | ADDITION | SOL12632 | PETERSFIELD COMMUNITY HOSPITAL | DENTAL-DENTAL CLINIC | AUTOCLAVE | SES 3000B | L3BC1B2711 | ESCHMANN | ASSET ONLY | 5 | NOT TO BE PRICED
13615 | ADDITION | SOL12633 | ST FRANCIS SCHOOL | SCHOOL NURSES-NURSES ROOM | SCALE-HOIST | DP3800-HOIST | SN21308497 | MARSDEN | OEM-CONTRACT PM | 1 | 45
13616 | ADDITION | SOL12634 | ST MARY'S COMMUNITY HEALTH CAMPUS | OUTPATIENTS | STANDING AID | CLASSIC STANDING FRAME | QU77892 | QUEST | PM | 1 | 70
13617 | ADDITION | SOL12635 | ST MARY'S COMMUNITY HEALTH CAMPUS | OUTPATIENTS | HOIST-ELECTRIC | MAXIMOVE | SEE0712393 | ARJO HUNTLEIGH | OEM-MEDACO | 1 | 90
13618 | ADDITION | SOL12636 | ROYAL SOUTH HANTS HOSPITAL | INPATIENT THERAPY-CLINICAL STAFF | VITAL SIGNS MONITOR | CONNEX SPOT MONITOR | (21)100065310621 | WELCH ALLYN | PM | 1 | 55
13619 | ADDITION | SOL12637 | ROYAL SOUTH HANTS HOSPITAL | INPATIENT THERAPY-CLINICAL STAFF | VITAL SIGNS MONITOR | CONNEX SPOT MONITOR | (21)100065630621 | WELCH ALLYN | PM | 1 | 55
13620 | ADDITION | SOL12638 | ROYAL SOUTH HANTS HOSPITAL | INPATIENT THERAPY-CLINICAL STAFF | VITAL SIGNS MONITOR | CONNEX SPOT MONITOR | (21)100065390621 | WELCH ALLYN | PM | 1 | 55
13621 | ADDITION | SOL12639 | ROYAL SOUTH HANTS HOSPITAL | INPATIENT THERAPY-CLINICAL STAFF | VITAL SIGNS MONITOR | CONNEX SPOT MONITOR | (21)100065480621 | WELCH ALLYN | PM | 1 | 55
13622 | ADDITION | SOL12640 | ROYAL SOUTH HANTS HOSPITAL | INPATIENT THERAPY-CLINICAL STAFF | VITAL SIGNS MONITOR | CONNEX SPOT MONITOR | (21)100065500621 | WELCH ALLYN | PM | 1 | 55
13623 | ADDITION | SOL12641 | ROYAL SOUTH HANTS HOSPITAL | INPATIENT THERAPY-CLINICAL STAFF | VITAL SIGNS MONITOR | CONNEX SPOT MONITOR | (21)100065340621 | WELCH ALLYN | PM | 1 | 55
13624 | ADDITION | SOL12642 | ROYAL SOUTH HANTS HOSPITAL | INPATIENT THERAPY-CLINICAL STAFF | CHAIR-BARIATRIC | SORRENTO | S0321163941 | SEATING MATTERS | PM | 1 | 45
13625 | ADDITION | SOL12643 | ROYAL SOUTH HANTS HOSPITAL | INPATIENT THERAPY-CLINICAL STAFF | CHAIR-BARIATRIC | SORRENTO | P0321163942 | SEATING MATTERS | PM | 1 | 45
13626 | ADDITION | SOL12644 | ROYAL SOUTH HANTS HOSPITAL | BRAMBLES WARD-CORRIDOR | MEDICAL FRIDGE | PE207C | 60904064444441792 | LEC MEDICAL | PM | 1 | 15
13627 | ADDITION | SOL12645 | BRAMBLYS GRANGE HEALTH CENTRE | DENTAL ROOM | DENTAL APEX LOCATOR | APEX ID | AI201126744 | SYBRONENDO | OEM-AIH | 1 | 10
13628 | ADDITION | SOL12646 | OAK PARK COMMUNITY CLINIC | PODIATRY-CLINIC ROOM | SHOCKWAVE THERAPY | SHOCKMASTER 300 | 4300887 | GYMA UNIPHY | PM | 1 | 45
13629 | ADDITION | SOL12647 | BROADCAST HOUSE | COMMUNITY NURSING TEAM | BLOOD PRESSURE MONITOR | HBP1300 | 01001187LB | OMRON HEALTHCARE | PM | 1 | 8
13630 | ADDITION | SOL12648 | BROADCAST HOUSE | COMMUNITY NURSING TEAM | BLOOD PRESSURE MONITOR | HBP1300 | 0100123LB | OMRON HEALTHCARE | PM | 1 | 8
13631 | ADDITION | SOL12649 | ROYAL SOUTH HANTS HOSPITAL | DIABETES CENTRE-COPD | BLOOD PRESSURE MONITOR | HBP1300 | 01001218LB | OMRON HEALTHCARE | PM | 1 | 8
13632 | ADDITION | SOL12650 | BROADCAST HOUSE | COMMUNITY NURSING TEAM | BLOOD PRESSURE MONITOR | HBP1300 | 01001261LB | OMRON HEALTHCARE | PM | 1 | 8
13633 | ADDITION | SOL12651 | BROADCAST HOUSE | COMMUNITY NURSING TEAM | BLOOD PRESSURE MONITOR | HBP1300 | 01001220LB | OMRON HEALTHCARE | PM | 1 | 8
13634 | ADDITION | SOL12652 | BROADCAST HOUSE | COMMUNITY NURSING TEAM | BLOOD PRESSURE MONITOR | HBP1300 | 01001240LB | OMRON HEALTHCARE | PM | 1 | 8
13635 | ADDITION | SOL12653 | BROADCAST HOUSE | COMMUNITY NURSING TEAM | BLOOD PRESSURE MONITOR | HBP1300 | 01001219LB | OMRON HEALTHCARE | PM | 1 | 8
13636 | ADDITION | SOL12654 | ROYAL SOUTH HANTS HOSPITAL | DIABETES CENTRE-COPD | BLOOD PRESSURE MONITOR | HBP1300 | 01001186LB | OMRON HEALTHCARE | PM | 1 | 8
13637 | ADDITION | SOL12655 | BROADCAST HOUSE | COMMUNITY NURSING TEAM | SPHYGMOMANOMETER | DS-5501-189 | 210211065237 | WELCH ALLYN | PM | 1 | 8
13638 | ADDITION | SOL12656 | BROADCAST HOUSE | COMMUNITY NURSING TEAM | SPHYGMOMANOMETER | DS-5501-189 | 210211084928 | WELCH ALLYN | PM | 1 | 8
13639 | ADDITION | SOL12657 | ROYAL SOUTH HANTS HOSPITAL | INPATIENT THERAPY-CLINICAL STAFF | VITAL SIGNS MONITOR | CONNEX SPOT MONITOR | (21) 100065360621 | WELCH ALLYN | PM | 1 | 55
13640 | ADDITION | SOL12658 | ROYAL SOUTH HANTS HOSPITAL | INPATIENT THERAPY-CLINICAL STAFF | VITAL SIGNS MONITOR | CONNEX SPOT MONITOR | (21) 100065520621 | WELCH ALLYN | PM | 1 | 55
13641 | ADDITION | SOL12659 | ROYAL SOUTH HANTS HOSPITAL | INPATIENT THERAPY-CLINICAL STAFF | VITAL SIGNS MONITOR | CONNEX SPOT MONITOR | (21) 100065430621 | WELCH ALLYN | PM | 1 | 55
13642 | ADDITION | SOL12660 | HENRY TYNDALE SCHOOL | SCHOOL NURSES-CLINIC ROOM | SPHYGMOMANOMETER | DS-5501-189 | 200527224719 | WELCH ALLYN | PM | 1 | 8
13643 | ADDITION | SOL12661 | BITTERNE HEALTH CENTRE | DENTAL-DENTAL CLINIC | DENTAL SCAVENGING UNIT | MINISCAV | E/B/20065 | RA MEDICAL | ASSET ONLY | 5 | NOT TO BE PRICED
13644 | ADDITION | SOL12662 | BITTERNE HEALTH CENTRE | DENTAL-DENTAL CLINIC | DENTAL SCAVENGING UNIT | MINISCAV | UK-1026 | RA MEDICAL | ASSET ONLY | 5 | NOT TO BE PRICED
13645 | ADDITION | SOL12663 | BITTERNE HEALTH CENTRE | DENTAL-DENTAL CLINIC | DENTAL SEDATION SYSTEM | MATRIX MDM | D3S2-13151 | PARKER | ASSET ONLY | 5 | NOT TO BE PRICED
13646 | ADDITION | SOL12664 | BITTERNE HEALTH CENTRE | DENTAL-DENTAL CLINIC | DENTAL SEDATION SYSTEM | MDM | 203R-1971 | MDS MATRX | ASSET ONLY | 5 | NOT TO BE PRICED
13647 | ADDITION | SOL12665 | BETTER CARE CENTRE | CHILD AND ADOLESCENT MHS-LEVEL 1 | SCALES | 875 | 10000000402859 | SECA LTD | PM | 1 | 70
13648 | ADDITION | SOL12666 | BETTER CARE CENTRE | CHILD AND ADOLESCENT MHS-LEVEL 1 | SCALES | 875 | 10000000587802 | SECA LTD | PM | 1 | 70
13649 | ADDITION | SOL12667 | ROYAL SOUTH HANTS HOSPITAL | FANSHAWE WARD | BLADDER SCANNER | BIOCON 700 | 2210P10140 | DE SMIT MEDICAL | OEM-AIH | 1 | 650
13650 | ADDITION | SOL12668 | ADELAIDE HEALTH CENTRE | SITE SERVICES-CORRIDOR | BLADDER SCANNER | BIOCON 700 | 2210P10139 | DE SMIT MEDICAL | OEM-AIH | 1 | 650
13651 | ADDITION | SOL12669 | ADELAIDE HEALTH CENTRE | SITE SERVICES-CORRIDOR | BLADDER SCANNER | BIOCON 700 | 2210P10136 | DE SMIT MEDICAL | OEM-AIH | 1 | 650
13652 | ADDITION | SOL12670 | ADELAIDE HEALTH CENTRE | SITE SERVICES-CORRIDOR | BLADDER SCANNER | BIOCON 700 | 2210P10137 | DE SMIT MEDICAL | OEM-AIH | 1 | 650
13653 | ADDITION | SOL12671 | ADELAIDE HEALTH CENTRE | SITE SERVICES-CORRIDOR | BLADDER SCANNER | BIOCON 700 | 2210P10138 | DE SMIT MEDICAL | OEM-AIH | 1 | 650
13654 | ADDITION | SOL12672 | SEMBAL HOUSE | RAPID RESPONSE TEAM-OFFICE | PULSE OXIMETER-FINGER | MD300C19 | 204569821361 | BEIJING CHOICE ELECTRONICS | PM | 1 | 55
13655 | ADDITION | SOL12673 | SEMBAL HOUSE | RAPID RESPONSE TEAM-OFFICE | PULSE OXIMETER-FINGER | MD300C19 | 204569821348 | BEIJING CHOICE ELECTRONICS | PM | 1 | 55
13656 | ADDITION | SOL12674 | SEMBAL HOUSE | RAPID RESPONSE TEAM-OFFICE | PULSE OXIMETER-FINGER | MD300C19 | 204569821372 | BEIJING CHOICE ELECTRONICS | PM | 1 | 55
13657 | ADDITION | SOL12675 | SEMBAL HOUSE | RAPID RESPONSE TEAM-OFFICE | PULSE OXIMETER-FINGER | MD300C19 | 204569821345 | BEIJING CHOICE ELECTRONICS | PM | 1 | 55
13658 | ADDITION | SOL12676 | SEMBAL HOUSE | RAPID RESPONSE TEAM-OFFICE | PULSE OXIMETER-FINGER | MD300C19 | 204569821393 | BEIJING CHOICE ELECTRONICS | PM | 1 | 55
13659 | ADDITION | SOL12677 | SEMBAL HOUSE | RAPID RESPONSE TEAM-OFFICE | PULSE OXIMETER-FINGER | MD300C19 | 204569821379 | BEIJING CHOICE ELECTRONICS | PM | 1 | 55
13660 | ADDITION | SOL12678 | SEMBAL HOUSE | RAPID RESPONSE TEAM-OFFICE | PULSE OXIMETER-FINGER | MD300C19 | 204569821376 | BEIJING CHOICE ELECTRONICS | PM | 1 | 55
13661 | ADDITION | SOL12679 | SEMBAL HOUSE | RAPID RESPONSE TEAM-OFFICE | PULSE OXIMETER-FINGER | MD300C19 | 204569821370 | BEIJING CHOICE ELECTRONICS | PM | 1 | 55
13662 | ADDITION | SOL12680 | SEMBAL HOUSE | RAPID RESPONSE TEAM-OFFICE | PULSE OXIMETER-FINGER | MD300C19 | 204569821364 | BEIJING CHOICE ELECTRONICS | PM | 1 | 55
13663 | ADDITION | SOL12681 | SEMBAL HOUSE | RAPID RESPONSE TEAM-OFFICE | PULSE OXIMETER-FINGER | MD300C19 | 204569821374 | BEIJING CHOICE ELECTRONICS | PM | 1 | 55
13664 | ADDITION | SOL12682 | SEMBAL HOUSE | RAPID RESPONSE TEAM-OFFICE | GLUCOMETER | SD CODE FREE | M03TG01JAC2455 | SD BIOSENSOR | ASSET ONLY | 1 | NOT TO BE PRICED
13665 | ADDITION | SOL12683 | SEMBAL HOUSE | RAPID RESPONSE TEAM-OFFICE | GLUCOMETER | SD CODE FREE | M03TG01JAC3310 | SD BIOSENSOR | ASSET ONLY | 1 | NOT TO BE PRICED
13666 | ADDITION | SOL12684 | SEMBAL HOUSE | RAPID RESPONSE TEAM-OFFICE | GLUCOMETER | SD CODE FREE | M03TG01JAC3335 | SD BIOSENSOR | ASSET ONLY | 1 | NOT TO BE PRICED
13667 | ADDITION | SOL12685 | SEMBAL HOUSE | RAPID RESPONSE TEAM-OFFICE | GLUCOMETER | SD CODE FREE | M03TG01JAC2994 | SD BIOSENSOR | ASSET ONLY | 1 | NOT TO BE PRICED
13668 | ADDITION | SOL12686 | SEMBAL HOUSE | RAPID RESPONSE TEAM-OFFICE | GLUCOMETER | SD CODE FREE | M03TG01JAC3333 | SD BIOSENSOR | ASSET ONLY | 1 | NOT TO BE PRICED
13669 | ADDITION | SOL12687 | SEMBAL HOUSE | RAPID RESPONSE TEAM-OFFICE | GLUCOMETER | SD CODE FREE | M03TG01JAC2993 | SD BIOSENSOR | ASSET ONLY | 1 | NOT TO BE PRICED
13670 | ADDITION | SOL12688 | SEMBAL HOUSE | RAPID RESPONSE TEAM-OFFICE | GLUCOMETER | SD CODE FREE | M03TG01JAC2468 | SD BIOSENSOR | ASSET ONLY | 1 | NOT TO BE PRICED
13671 | ADDITION | SOL12689 | SEMBAL HOUSE | RAPID RESPONSE TEAM-OFFICE | GLUCOMETER | SD CODE FREE | M03TG01JAC3035 | SD BIOSENSOR | ASSET ONLY | 1 | NOT TO BE PRICED
13672 | ADDITION | SOL12690 | SEMBAL HOUSE | RAPID RESPONSE TEAM-OFFICE | GLUCOMETER | SD CODE FREE | M03TG01JAC3332 | SD BIOSENSOR | ASSET ONLY | 1 | NOT TO BE PRICED
13673 | ADDITION | SOL12691 | SEMBAL HOUSE | RAPID RESPONSE TEAM-OFFICE | GLUCOMETER | SD CODE FREE | M03TG01JAC2458 | SD BIOSENSOR | ASSET ONLY | 1 | NOT TO BE PRICED
13674 | ADDITION | SOL12692 | SEMBAL HOUSE | RAPID RESPONSE TEAM-OFFICE | BLOOD GAS ANALYSER | QUICK READ GO | A19060I70169 | ORION DIAGNOSTICA | PM | 1 | 750
13675 | ADDITION | SOL12693 | ADELAIDE HEALTH CENTRE | HEALTH VISITING AND SCHOOL NURSING | SCALES | 384 | 10000000544830 | SECA LTD | PM | 1 | 70
13676 | ADDITION | SOL12694 | ADELAIDE HEALTH CENTRE | HEALTH VISITING AND SCHOOL NURSING | SCALES | 384 | 10000000544846 | SECA LTD | PM | 1 | 70
13677 | ADDITION | SOL12695 | ADELAIDE HEALTH CENTRE | HEALTH VISITING AND SCHOOL NURSING | SCALES | 384 | 10000000544827 | SECA LTD | PM | 1 | 70
13678 | ADDITION | SOL12696 | ADELAIDE HEALTH CENTRE | HEALTH VISITING AND SCHOOL NURSING | SCALES | 384 | 10000000544834 | SECA LTD | PM | 1 | 70
13679 | ADDITION | SOL12697 | ADELAIDE HEALTH CENTRE | HEALTH VISITING AND SCHOOL NURSING | SCALES | 384 | 10000000544842 | SECA LTD | PM | 1 | 70
13680 | ADDITION | SOL12698 | ADELAIDE HEALTH CENTRE | HEALTH VISITING AND SCHOOL NURSING | SCALES | 384 | 10000000544831 | SECA LTD | PM | 1 | 70
13681 | ADDITION | SOL12699 | ADELAIDE HEALTH CENTRE | HEALTH VISITING AND SCHOOL NURSING | SCALES | 384 | 10000000544824 | SECA LTD | PM | 1 | 70
13682 | ADDITION | SOL12700 | ADELAIDE HEALTH CENTRE | HEALTH VISITING AND SCHOOL NURSING | SCALES | 384 | 10000000544847 | SECA LTD | PM | 1 | 70
13683 | ADDITION | SOL12701 | ADELAIDE HEALTH CENTRE | HEALTH VISITING AND SCHOOL NURSING | SCALES | 384 | 10000000544833 | SECA LTD | PM | 1 | 70
13684 | ADDITION | SOL12702 | ADELAIDE HEALTH CENTRE | HEALTH VISITING AND SCHOOL NURSING | SCALES | 384 | 10000000544991 | SECA LTD | PM | 1 | 70
13685 | ADDITION | SOL12703 | ADELAIDE HEALTH CENTRE | HEALTH VISITING AND SCHOOL NURSING | SCALES | 384 | 10000000544988 | SECA LTD | PM | 1 | 70
13686 | ADDITION | SOL12704 | ADELAIDE HEALTH CENTRE | HEALTH VISITING AND SCHOOL NURSING | SCALES | 384 | 10000000544992 | SECA LTD | PM | 1 | 70
13687 | ADDITION | SOL12705 | ADELAIDE HEALTH CENTRE | HEALTH VISITING AND SCHOOL NURSING | SCALES | 384 | 10000000544843 | SECA LTD | PM | 1 | 70
13688 | ADDITION | SOL12706 | ST MARY'S COMMUNITY HEALTH CAMPUS | SEXUAL HEALTH | ECG MACHINE | MAC 600 | SS521110023PA | GE HEALTHCARE | PM | 1 | 88
13689 | ADDITION | SOL12707 | ST MARY'S COMMUNITY HEALTH CAMPUS | SEXUAL HEALTH | ECG MACHINE | MAC 600 | SS521090007PA | GE HEALTHCARE | PM | 1 | 88
13690 | ADDITION | SOL12708 | ANDOVER HEALTH CENTRE | SEXUAL HEALTH | ECG MACHINE | MAC 600 | SS521120033PA | GE HEALTHCARE | PM | 1 | 88
13691 | ADDITION | SOL12709 | CROWN HEIGHTS | SEXUAL HEALTH | ECG MACHINE | MAC 600 | SS521120010PA | GE HEALTHCARE | PM | 1 | 88
13692 | ADDITION | SOL12710 | UNIT 6,SWAN CENTRE | SEXUAL HEALTH | ECG MACHINE | MAC 600 | SS521100083PA | GE HEALTHCARE | PM | 1 | 88
13693 | ADDITION | SOL12711 | ALDERSHOT CENTRE FOR HEALTH | SEXUAL HEALTH | ECG MACHINE | MAC 600 | SS521120068PA | GE HEALTHCARE | PM | 1 | 88
13694 | ADDITION | SOL12712 | ST MARY'S COMMUNITY HEALTH CAMPUS | PODIATRY-PODIATRY CLINIC | SHOCKWAVE THERAPY | SHOCKMASTER 300 | 4300889 | GYMA UNIPHY | PM | 1 | 45
13695 | ADDITION | SOL12713 | UNIT 6,SWAN CENTRE | SEXUAL HEALTH | SCALES | 877 | 10000000540993 | SECA LTD | PM | 1 | 70
13696 | ADDITION | SOL12714 | UNIT 6,SWAN CENTRE | SEXUAL HEALTH | CRYOSURGICAL UNIT | LL100 | 060907 | GENESIS MEDICAL | PM | 1 | 15
13697 | ADDITION | SOL12715 | BROADCAST HOUSE | COMMUNITY NURSING TEAM | GLUCOMETER | SD CODE FREE | M03TG02GAB3395 | SD BIOSENSOR | ASSET ONLY | 1 | NOT TO BE PRICED
13698 | ADDITION | SOL12716 | BROADCAST HOUSE | COMMUNITY NURSING TEAM | GLUCOMETER | SD CODE FREE | M03TG02GAB3418 | SD BIOSENSOR | ASSET ONLY | 1 | NOT TO BE PRICED
13699 | ADDITION | SOL12717 | BROADCAST HOUSE | COMMUNITY NURSING TEAM | GLUCOMETER | SD CODE FREE | M03TG02GAB3420 | SD BIOSENSOR | ASSET ONLY | 1 | NOT TO BE PRICED
13700 | ADDITION | SOL12718 | BROADCAST HOUSE | COMMUNITY NURSING TEAM | GLUCOMETER | SD CODE FREE | M03TG02GAB3408 | SD BIOSENSOR | ASSET ONLY | 1 | NOT TO BE PRICED
13701 | ADDITION | SOL12719 | BROADCAST HOUSE | COMMUNITY NURSING TEAM | GLUCOMETER | SD CODE FREE | M03TG02GAB3394 | SD BIOSENSOR | ASSET ONLY | 1 | NOT TO BE PRICED
13702 | ADDITION | SOL12720 | BROADCAST HOUSE | COMMUNITY NURSING TEAM | GLUCOMETER | SD CODE FREE | M03TG02GAB3409 | SD BIOSENSOR | ASSET ONLY | 1 | NOT TO BE PRICED
13703 | ADDITION | SOL12721 | BROADCAST HOUSE | COMMUNITY NURSING TEAM | GLUCOMETER | SD CODE FREE | M03TG02GAB3402 | SD BIOSENSOR | ASSET ONLY | 1 | NOT TO BE PRICED
13704 | ADDITION | SOL12722 | BROADCAST HOUSE | COMMUNITY NURSING TEAM | GLUCOMETER | SD CODE FREE | M03TG02GAB3412 | SD BIOSENSOR | ASSET ONLY | 1 | NOT TO BE PRICED
13705 | ADDITION | SOL12723 | BROADCAST HOUSE | COMMUNITY NURSING TEAM | GLUCOMETER | SD CODE FREE | M03TG02GAB3393 | SD BIOSENSOR | ASSET ONLY | 1 | NOT TO BE PRICED
13706 | ADDITION | SOL12724 | ST JAMES HOSPITAL | THE LIMES-BROOKER UNIT | CHAIR-ELECTRIC-RECLINER | COMFORT CM1 | 5010032-CM1-21 | ACCORA | PM | 1 | 70
13707 | ADDITION | SOL12725 | ST MARY'S COMMUNITY HEALTH CAMPUS | SPINNAKER WARD | PULSE OXIMETER-FINGER | WW1020 | 4103704 | SMITHS MEDICAL | PM | 1 | 55
13708 | ADDITION | SOL12728 | WESTERN COMMUNITY HOSPITAL | WEST COMMUNITY INDEPENDENCE TEAM-WESTERN WING | BLOOD PRESSURE MONITOR | LD-582 | 2058201133 | WENZHOU | PM | 1 | 8
13709 | ADDITION | SOL12730 | WESTERN COMMUNITY HOSPITAL | WEST COMMUNITY INDEPENDENCE TEAM-WESTERN WING | PULSE OXIMETER | MD300C29 | 202568717887 | CHOICE MEDICAL | PM | 1 | 15
13710 | ADDITION | SOL12731 | WESTERN COMMUNITY HOSPITAL | WEST COMMUNITY INDEPENDENCE TEAM-WESTERN WING | PULSE OXIMETER | MD300C29 | 202568717878 | CHOICE MEDICAL | PM | 1 | 15
13711 | ADDITION | SOL12732 | WESTERN COMMUNITY HOSPITAL | WEST COMMUNITY INDEPENDENCE TEAM-WESTERN WING | PULSE OXIMETER | MD300C29 | 202568717875 | CHOICE MEDICAL | PM | 1 | 15
13712 | ADDITION | SOL12733 | WESTERN COMMUNITY HOSPITAL | WEST COMMUNITY INDEPENDENCE TEAM-WESTERN WING | PULSE OXIMETER | MD300C29 | 202568717879 | CHOICE MEDICAL | PM | 1 | 15
13713 | ADDITION | SOL12734 | WESTERN COMMUNITY HOSPITAL | WEST COMMUNITY INDEPENDENCE TEAM-WESTERN WING | PULSE OXIMETER | MD300C29 | 202568717889 | CHOICE MEDICAL | PM | 1 | 15
13714 | ADDITION | SOL12735 | WESTERN COMMUNITY HOSPITAL | WEST COMMUNITY INDEPENDENCE TEAM-WESTERN WING | PULSE OXIMETER | MD300C29 | 202568717888 | CHOICE MEDICAL | PM | 1 | 15
13715 | ADDITION | SOL12736 | WESTERN COMMUNITY HOSPITAL | WEST COMMUNITY INDEPENDENCE TEAM-WESTERN WING | PULSE OXIMETER | MD300C29 | 202568717890 | CHOICE MEDICAL | PM | 1 | 15
13716 | ADDITION | SOL12737 | WESTERN COMMUNITY HOSPITAL | WEST COMMUNITY INDEPENDENCE TEAM-WESTERN WING | PULSE OXIMETER | MD300C29 | 202568717884 | CHOICE MEDICAL | PM | 1 | 15
13717 | ADDITION | SOL12738 | WESTERN COMMUNITY HOSPITAL | WEST COMMUNITY INDEPENDENCE TEAM-WESTERN WING | PULSE OXIMETER | MD300C29 | 202568717885 | CHOICE MEDICAL | PM | 1 | 15
13718 | ADDITION | SOL12739 | WESTERN COMMUNITY HOSPITAL | WEST COMMUNITY INDEPENDENCE TEAM-WESTERN WING | PULSE OXIMETER | MD300C29 | 202568717881 | CHOICE MEDICAL | PM | 1 | 15
13719 | ADDITION | SOL12740 | WESTERN COMMUNITY HOSPITAL | WEST COMMUNITY INDEPENDENCE TEAM-WESTERN WING | PULSE OXIMETER | MD300C29 | 202568717886 | CHOICE MEDICAL | PM | 1 | 15
13720 | ADDITION | SOL12741 | WESTERN COMMUNITY HOSPITAL | WEST COMMUNITY INDEPENDENCE TEAM-WESTERN WING | PULSE OXIMETER | MD300C29 | 202568717882 | CHOICE MEDICAL | PM | 1 | 15
13721 | ADDITION | SOL12742 | WESTERN COMMUNITY HOSPITAL | WEST COMMUNITY INDEPENDENCE TEAM-WESTERN WING | PULSE OXIMETER | MD300C29 | 202568717877 | CHOICE MEDICAL | PM | 1 | 15
13722 | ADDITION | SOL12743 | WESTERN COMMUNITY HOSPITAL | WEST COMMUNITY INDEPENDENCE TEAM-WESTERN WING | PULSE OXIMETER | MD300C29 | 202568717871 | CHOICE MEDICAL | PM | 1 | 15
13723 | ADDITION | SOL12744 | WESTERN COMMUNITY HOSPITAL | WEST COMMUNITY INDEPENDENCE TEAM-WESTERN WING | PULSE OXIMETER | MD300C29 | 202568717876 | CHOICE MEDICAL | PM | 1 | 15
13724 | ADDITION | SOL12745 | WESTERN COMMUNITY HOSPITAL | WEST COMMUNITY INDEPENDENCE TEAM-WESTERN WING | PULSE OXIMETER | MD300C29 | 202568717872 | CHOICE MEDICAL | PM | 1 | 15
13725 | ADDITION | SOL12746 | WESTERN COMMUNITY HOSPITAL | WEST COMMUNITY INDEPENDENCE TEAM-WESTERN WING | PULSE OXIMETER | MD300C29 | 202568717873 | CHOICE MEDICAL | PM | 1 | 15
13726 | ADDITION | SOL12747 | WESTERN COMMUNITY HOSPITAL | WEST COMMUNITY INDEPENDENCE TEAM-WESTERN WING | PULSE OXIMETER | MD300C29 | 202568717874 | CHOICE MEDICAL | PM | 1 | 15
13727 | ADDITION | SOL12748 | WESTERN COMMUNITY HOSPITAL | WEST COMMUNITY INDEPENDENCE TEAM-WESTERN WING | PULSE OXIMETER | MD300C29 | 202568717880 | CHOICE MEDICAL | PM | 1 | 15
13728 | ADDITION | SOL12749 | WESTERN COMMUNITY HOSPITAL | WEST COMMUNITY INDEPENDENCE TEAM-WESTERN WING | PULSE OXIMETER-FINGER | MD300C13 | 190844100698 | BEIJING CHOICE ELECTRONICS | PM | 1 | 55
13729 | ADDITION | SOL12750 | BROADCAST HOUSE | COMMUNITY NURSING TEAM | SPHYGMOMANOMETER | DS-5501-189 | 161227081049 | WELCH ALLYN | PM | 1 | 8
13730 | ADDITION | SOL12751 | ANDOVER HEALTH CENTRE | DENTAL ROOM | AIR COMPRESSOR | VT200D | 24193 | BAMBI AIR LTD | OEM-AIH | 1 | 550
13731 | ADDITION | SOL12752 | EASTLEIGH HEALTH CENTRE | DENTAL-DENTAL CLINIC | AIR COMPRESSOR | DAP6SS | 04171780 | DENTAL AIR | OEM-AIH | 1 | 550
13732 | ADDITION | SOL12757 | HYTHE HOSPITAL | DENTAL-DENTAL CLINIC | DENTAL SEDATION SYSTEM | MATRIX MDM | 038213127 | PORTER | OEM-AIH | 1 | 5
13733 | ADDITION | SOL12758 | HYTHE HOSPITAL | DENTAL-DENTAL CLINIC | WHEELCHAIR-RECLINER (TIPPER) | COMPACT | BB552 | DESIGN SPECIFIC | TRUST CONTRACT-DESS | 5 | NOT TO BE PRICED
13734 | ADDITION | SOL12797 | CHILDRENS SERVICES-ISLE OF WIGHT | SCHOOL NURSES-NURSES ROOM | AUDIOMETER | AS208 | 697463 | INTERACOUSTICS | OEM-AIH | 1 | 146
13735 | ADDITION | SOL12798 | CHILDRENS SERVICES-ISLE OF WIGHT | SCHOOL NURSES-NURSES ROOM | AUDIOMETER | AS208 | 697470 | INTERACOUSTICS | OEM-AIH | 1 | 146
13736 | ADDITION | SOL12799 | CHILDRENS SERVICES-ISLE OF WIGHT | SCHOOL NURSES-NURSES ROOM | AUDIOMETER | AS208 | 697472 | INTERACOUSTICS | OEM-AIH | 1 | 146
13737 | ADDITION | SOL12800 | CHILDRENS SERVICES-ISLE OF WIGHT | SCHOOL NURSES-NURSES ROOM | AUDIOMETER | AS208 | 697466 | INTERACOUSTICS | OEM-AIH | 1 | 146
13738 | ADDITION | SOL12801 | CHILDRENS SERVICES-ISLE OF WIGHT | SCHOOL NURSES-NURSES ROOM | AUDIOMETER | AS208 | 697468 | INTERACOUSTICS | OEM-AIH | 1 | 146
13739 | ADDITION | SOL12802 | CHILDRENS SERVICES-ISLE OF WIGHT | SCHOOL NURSES-NURSES ROOM | AUDIOMETER | AS208 | 697464 | INTERACOUSTICS | OEM-AIH | 1 | 146
13740 | ADDITION | SOL12803 | CHILDRENS SERVICES-ISLE OF WIGHT | SCHOOL NURSES-NURSES ROOM | AUDIOMETER | AS208 | 697465 | INTERACOUSTICS | OEM-AIH | 1 | 146
13741 | ADDITION | SOL12804 | CHILDRENS SERVICES-ISLE OF WIGHT | SCHOOL NURSES-NURSES ROOM | AUDIOMETER | AS208 | 697469 | INTERACOUSTICS | OEM-AIH | 1 | 146
13742 | ADDITION | SOL12805 | CHILDRENS SERVICES-ISLE OF WIGHT | SCHOOL NURSES-NURSES ROOM | AUDIOMETER | AS208 | 697467 | INTERACOUSTICS | OEM-AIH | 1 | 146
13743 | ADDITION | SOL12806 | EASTLEIGH HEALTH CENTRE | DENTAL-DENTAL CLINIC | DENTAL RO SYSTEM | RO WATER PURIFIER | WFS5000118H | ESCHMANN | ASSET ONLY | 5 | NOT TO BE PRICED
13744 | ADDITION | SOL12807 | HYTHE HOSPITAL | DENTAL-DENTAL CLINIC | MEDICAL FRIDGE | PESR82UK | WP0412-386 | LEC MEDICAL | OEM-AIH | 1 | 15
13745 | ADDITION | SOL12808 | HYTHE HOSPITAL | DENTAL-DENTAL CLINIC | DENTAL AIR UNIT | PM 2.5 | ADP22920-626 | DENTAL AIR | ASSET ONLY | 5 | NOT TO BE PRICED
13746 | ADDITION | SOL12809 | HYTHE HOSPITAL | DENTAL-DENTAL CLINIC | DENTAL AIR UNIT | PM 2.5 | ADP22920-627 | DENTAL AIR | ASSET ONLY | 5 | NOT TO BE PRICED
13747 | ADDITION | SOL12815 | BRAMBLYS GRANGE HEALTH CENTRE | DENTAL-DENTAL CLINIC | TORNADO HOOD WITH BATTERY CHARGER PACK | PF251/2 | 73597 | SCOTT SAFETY | OEM-AIH | 1 | 45
13748 | ADDITION | SOL12816 | BRAMBLYS GRANGE HEALTH CENTRE | DENTAL-DENTAL CLINIC | TORNADO HOOD WITH BATTERY CHARGER PACK | PF251/2 | 75016 | SCOTT SAFETY | OEM-AIH | 1 | 45
13749 | ADDITION | SOL13001 | ST MARY'S COMMUNITY HEALTH CAMPUS | COMMUNITY NURSING TEAM | BLOOD PRESSURE MONITOR | ACCOSON | 19090569 | ACCOSON | PM | 1 | 8
13750 | ADDITION | SOL13002 | ST MARY'S COMMUNITY HEALTH CAMPUS | COMMUNITY NURSING TEAM | THERMOMETER | ET-100A | 13002 | SCIAN | PM | 1 | 15
13751 | ADDITION | SOL13003 | ST MARY'S COMMUNITY HEALTH CAMPUS | COMMUNITY NURSING TEAM | BLOOD PRESSURE MONITOR | SPHYGMOMANOMETER | 13003 | KAWE LTD | PM | 1 | 8
13752 | ADDITION | SOL13004 | ST MARY'S COMMUNITY HEALTH CAMPUS | COMMUNITY NURSING TEAM | BLOOD PRESSURE MONITOR | ACCOSON | 19071161 | ACCOSON | PM | 1 | 8
13753 | ADDITION | SOL13005 | ST MARY'S COMMUNITY HEALTH CAMPUS | COMMUNITY NURSING TEAM | PULSE OXIMETER-FINGER | MD300C19 | 204569821319 | BEIJING CHOICE ELECTRONICS | PM | 1 | 55
13754 | ADDITION | SOL13006 | ST MARY'S COMMUNITY HEALTH CAMPUS | COMMUNITY NURSING TEAM | PULSE OXIMETER-FINGER | MD300C19 | 204569821326 | BEIJING CHOICE ELECTRONICS | PM | 1 | 55
13755 | ADDITION | SOL13007 | ST MARY'S COMMUNITY HEALTH CAMPUS | COMMUNITY NURSING TEAM | PULSE OXIMETER-FINGER | MD300C19 | 204569821318 | BEIJING CHOICE ELECTRONICS | PM | 1 | 55
13756 | ADDITION | SOL13008 | ST MARY'S COMMUNITY HEALTH CAMPUS | COMMUNITY NURSING TEAM | BLOOD PRESSURE MONITOR | BOSO | 5363438 | BOSO | PM | 1 | 8
13757 | ADDITION | SOL13009 | ST MARY'S COMMUNITY HEALTH CAMPUS | COMMUNITY NURSING TEAM | PULSE OXIMETER-FINGER | W4350 | 163303900068 | MERLIN MEDICAL | PM | 1 | 55
13758 | ADDITION | SOL13010 | ST MARY'S COMMUNITY HEALTH CAMPUS | COMMUNITY NURSING TEAM | BLOOD PRESSURE MONITOR | ACCOSON | 160500106- | ACCOSON | PM | 1 | 8
13759 | ADDITION | SOL13011 | ST MARY'S COMMUNITY HEALTH CAMPUS | COMMUNITY NURSING TEAM | BLOOD PRESSURE MONITOR | SPHYGMOMANOMETER | 13011 | HUNTLEIGH HEALTHCARE | PM | 1 | 8
13760 | ADDITION | SOL13012 | ST MARY'S COMMUNITY HEALTH CAMPUS | COMMUNITY NURSING TEAM | THERMOMETER | ET-100A | 13012 | SCIAN | PM | 1 | 15
13761 | ADDITION | SOL13013 | ST MARY'S COMMUNITY HEALTH CAMPUS | COMMUNITY NURSING TEAM | BLOOD PRESSURE MONITOR | SPHYGMOMANOMETER | 13013 | MEDISAVE | PM | 1 | 8
13762 | ADDITION | SOL13015 | ST MARY'S COMMUNITY HEALTH CAMPUS | COMMUNITY NURSING TEAM | THERMOMETER | ACT8000 | 210310851 | ZEAL | PM | 1 | 15
13763 | ADDITION | SOL13016 | ST MARY'S COMMUNITY HEALTH CAMPUS | COMMUNITY NURSING TEAM | THERMOMETER | ACT8000 | 210310773 | ZEAL | PM | 1 | 15
13764 | ADDITION | SOL13017 | ST MARY'S COMMUNITY HEALTH CAMPUS | COMMUNITY NURSING TEAM | THERMOMETER | ACT8000 | 210310703 | ZEAL | PM | 1 | 15
13765 | ADDITION | SOL13018 | ST MARY'S COMMUNITY HEALTH CAMPUS | COMMUNITY NURSING TEAM | THERMOMETER | ACT8000 | 210310772 | ZEAL | PM | 1 | 15
13766 | ADDITION | SOL13019 | ST MARY'S COMMUNITY HEALTH CAMPUS | COMMUNITY NURSING TEAM | THERMOMETER | ACT8000 | 21031085 | ZEAL | PM | 1 | 15
13767 | ADDITION | SOL13020 | ST MARY'S COMMUNITY HEALTH CAMPUS | COMMUNITY NURSING TEAM | THERMOMETER | ACT8000 | 210310081 | ZEAL | PM | 1 | 15
13768 | ADDITION | SOL13021 | ST MARY'S COMMUNITY HEALTH CAMPUS | COMMUNITY NURSING TEAM | THERMOMETER | ACT8000 | 23100093 | ZEAL | PM | 1 | 15
13769 | ADDITION | SOL13022 | ST MARY'S COMMUNITY HEALTH CAMPUS | COMMUNITY NURSING TEAM | THERMOMETER | ACT8000 | 23100091 | ZEAL | PM | 1 | 15
13770 | ADDITION | SOL13023 | ST MARY'S COMMUNITY HEALTH CAMPUS | COMMUNITY NURSING TEAM | THERMOMETER | ACT8000 | 23100097 | ZEAL | PM | 1 | 15
13771 | ADDITION | SOL13024 | ST MARY'S COMMUNITY HEALTH CAMPUS | COMMUNITY NURSING TEAM | THERMOMETER | ACT8000 | 23100095 | ZEAL | PM | 1 | 15
13772 | ADDITION | SOL13025 | ST MARY'S COMMUNITY HEALTH CAMPUS | COMMUNITY NURSING TEAM | THERMOMETER | ACT8000 | 210310852 | ZEAL | PM | 1 | 15
13773 | ADDITION | SOL13026 | ST MARY'S COMMUNITY HEALTH CAMPUS | COMMUNITY NURSING TEAM | THERMOMETER | ACT8000 | 210310774 | ZEAL | PM | 1 | 15
13774 | ADDITION | SOL13027 | ST MARY'S COMMUNITY HEALTH CAMPUS | COMMUNITY NURSING TEAM | SPHYGMOMANOMETER | PARAMED | 201452 | BOKANG | PM | 1 | 8
13775 | ADDITION | SOL13028 | ST MARY'S COMMUNITY HEALTH CAMPUS | COMMUNITY NURSING TEAM | THERMOMETER | ET-100A | 13028 | SCIAN | PM | 1 | 15
13776 | ADDITION | SOL13029 | ST MARY'S COMMUNITY HEALTH CAMPUS | COMMUNITY NURSING TEAM | BLOOD PRESSURE MONITOR | ACCOSON | 19071291 | ACCOSON | PM | 1 | 8
13777 | ADDITION | SOL13030 | ST MARY'S COMMUNITY HEALTH CAMPUS | THE TURNER CENTRE-HEART FAILURE TEAM | BLOOD PRESSURE MONITOR | ACCOSON | 19071297 | ACCOSON | PM | 1 | 8
13778 | ADDITION | SOL13031 | ST MARY'S COMMUNITY HEALTH CAMPUS | COMMUNITY NURSING TEAM | PULSE OXIMETER-FINGER | MD300C2 | 144402001482 | BEIJING CHOICE ELECTRONICS | PM | 1 | 55
13779 | ADDITION | SOL13032 | ST MARY'S COMMUNITY HEALTH CAMPUS | COMMUNITY NURSING TEAM | BLOOD PRESSURE MONITOR | ACCOSON | 19071166 | ACCOSON | PM | 1 | 8
13780 | ADDITION | SOL13033 | ST MARY'S COMMUNITY HEALTH CAMPUS | COMMUNITY NURSING TEAM | BLOOD PRESSURE MONITOR | CERTIFIED | 13033 | CERTIFIED | PM | 1 | 8
13781 | ADDITION | SOL13034 | ST MARY'S COMMUNITY HEALTH CAMPUS | COMMUNITY NURSING TEAM | NEBULISER | NE-C28P | 20150100596UF | OMRON HEALTHCARE | PM | 1 | 15
13782 | ADDITION | SOL13035 | ST MARY'S COMMUNITY HEALTH CAMPUS | COMMUNITY NURSING TEAM | NEBULISER | NE-C28P | 20190102611UF | OMRON HEALTHCARE | PM | 1 | 15
13783 | ADDITION | SOL13036 | ST MARY'S COMMUNITY HEALTH CAMPUS | COMMUNITY NURSING TEAM | ASPIRATOR | LSU | 78070780270 | LAERDAL MEDICAL | PM | 1 | 25
13784 | ADDITION | SOL13037 | ROYAL SOUTH HANTS HOSPITAL | NICHOLSTOWN SURGERY | ECG MACHINE | MAC 600 | SS521050010PA | GE HEALTHCARE | PM | 1 | 88
13785 | ADDITION | SOL13038 | ROYAL SOUTH HANTS HOSPITAL | NICHOLSTOWN SURGERY | SCALES | 875 | 10000000544585 | SECA LTD | PM | 1 | 70
13786 | ADDITION | SOL13039 | ROYAL SOUTH HANTS HOSPITAL | NICHOLSTOWN SURGERY | THERMOMETER | JXB-178 | S62201201895 | GUANGZHOU JINXINBAO | PM | 1 | 15
13787 | ADDITION | SOL13040 | ROYAL SOUTH HANTS HOSPITAL | NICHOLSTOWN SURGERY | THERMOMETER | JXB-178 | S62201201890 | GUANGZHOU JINXINBAO | PM | 1 | 15
13788 | ADDITION | SOL13041 | ROYAL SOUTH HANTS HOSPITAL | NICHOLSTOWN SURGERY | THERMOMETER | JXB-178 | S62201201883 | GUANGZHOU JINXINBAO | PM | 1 | 15
13789 | ADDITION | SOL13042 | ROYAL SOUTH HANTS HOSPITAL | NICHOLSTOWN SURGERY | THERMOMETER | JXB-178 | S62201201888 | GUANGZHOU JINXINBAO | PM | 1 | 15
13790 | ADDITION | SOL13043 | ROYAL SOUTH HANTS HOSPITAL | NICHOLSTOWN SURGERY | THERMOMETER | JXB-178 | S62201201881 | GUANGZHOU JINXINBAO | PM | 1 | 15
13791 | ADDITION | SOL13044 | ROYAL SOUTH HANTS HOSPITAL | NICHOLSTOWN SURGERY | THERMOMETER | JXB-178 | S62201201885 | GUANGZHOU JINXINBAO | PM | 1 | 15
13792 | ADDITION | SOL13045 | ROYAL SOUTH HANTS HOSPITAL | NICHOLSTOWN SURGERY | THERMOMETER | JXB-178 | S62201201900 | GUANGZHOU JINXINBAO | PM | 1 | 15
13793 | ADDITION | SOL13046 | ROYAL SOUTH HANTS HOSPITAL | NICHOLSTOWN SURGERY | THERMOMETER | JXB-178 | S62201201889 | GUANGZHOU JINXINBAO | PM | 1 | 15
13794 | ADDITION | SOL13047 | ROYAL SOUTH HANTS HOSPITAL | NICHOLSTOWN SURGERY | THERMOMETER | JXB-178 | S62201201886 | GUANGZHOU JINXINBAO | PM | 1 | 15
13795 | ADDITION | SOL13048 | ROYAL SOUTH HANTS HOSPITAL | NICHOLSTOWN SURGERY | THERMOMETER | JXB-178 | S62201201884 | GUANGZHOU JINXINBAO | PM | 1 | 15
13796 | ADDITION | SOL13049 | ROYAL SOUTH HANTS HOSPITAL | NICHOLSTOWN SURGERY | THERMOMETER | JXB-178 | S62201201887 | GUANGZHOU JINXINBAO | PM | 1 | 15
13797 | ADDITION | SOL13050 | ROYAL SOUTH HANTS HOSPITAL | NICHOLSTOWN SURGERY | THERMOMETER | JXB-178 | S62201201882 | GUANGZHOU JINXINBAO | PM | 1 | 15
13798 | ADDITION | SOL13051 | ROYAL SOUTH HANTS HOSPITAL | NICHOLSTOWN SURGERY | ABPI MONITOR | ABPI MDD | ME01V14-012109686 | MESI LTD | OEM-CONTRACT PM | 1 | 250
13799 | ADDITION | SOL13052 | ROYAL SOUTH HANTS HOSPITAL | NICHOLSTOWN SURGERY | ABPI MONITOR | ABPI MDD | ME01V14-012109685 | MESI LTD | OEM-CONTRACT PM | 1 | 250
13800 | ADDITION | SOL13053 | OAK PARK COMMUNITY CLINIC | PODIATRY-CLINIC 3 | THERMOMETER | CENTER 350 | 070310417 | CENTER TECHNOLOGY | PM | 1 | 15
13801 | ADDITION | SOL13054 | ADELAIDE HEALTH CENTRE | GP SURGERY | SCALES | 875 | 5875344086954 | SECA LTD | PM | 1 | 70
13802 | ADDITION | SOL13055 | ADELAIDE HEALTH CENTRE | GP SURGERY | LIGHT-EXAMINATION | EDL | 13055 | EDL LIGHTING | PM | 1 | 25
13803 | ADDITION | SOL13056 | ADELAIDE HEALTH CENTRE | GP SURGERY | MEDICAL FRIDGE | PPSR273UK | 81280762444410651 | LEC MEDICAL | PM | 1 | 15
13804 | ADDITION | SOL13057 | CHASE COMMUNITY HOSPITAL | SEXUAL HEALTH | BLOOD PRESSURE MONITOR | ACCOSON | 130600083 | ACCOSON | PM | 1 | 8
13805 | ADDITION | SOL13058 | ADELAIDE HEALTH CENTRE | TISSUE VIABILITY SERVICE-CLINIC ROOM | NEGATIVE PRESSURE WOUND THERAPY | RENASYS | KTCC200245 | SMITH & NEPHEW | LOAN | 1 | NOT TO BE PRICED
13806 | ADDITION | SOL13059 | ADELAIDE HEALTH CENTRE | TISSUE VIABILITY SERVICE-CLINIC ROOM | NEGATIVE PRESSURE WOUND THERAPY | RENASYS | KTCM190956 | SMITH & NEPHEW | LOAN | 1 | NOT TO BE PRICED
13807 | ADDITION | SOL13060 | ADELAIDE HEALTH CENTRE | TISSUE VIABILITY SERVICE-CLINIC ROOM | NEGATIVE PRESSURE WOUND THERAPY | RENASYS | KTCM190879 | SMITH & NEPHEW | LOAN | 1 | NOT TO BE PRICED
13808 | ADDITION | SOL13061 | ADELAIDE HEALTH CENTRE | TISSUE VIABILITY SERVICE-CLINIC ROOM | NEGATIVE PRESSURE WOUND THERAPY | RENASYS | KTCC200091 | SMITH & NEPHEW | LOAN | 1 | NOT TO BE PRICED
13809 | ADDITION | SOL13062 | ADELAIDE HEALTH CENTRE | TISSUE VIABILITY SERVICE-CLINIC ROOM | NEGATIVE PRESSURE WOUND THERAPY | RENASYS | KTCM190886 | SMITH & NEPHEW | LOAN | 1 | NOT TO BE PRICED
13810 | ADDITION | SOL13063 | ADELAIDE HEALTH CENTRE | TISSUE VIABILITY SERVICE-CLINIC ROOM | NEGATIVE PRESSURE WOUND THERAPY | RENASYS | KTCB201247 | SMITH & NEPHEW | LOAN | 1 | NOT TO BE PRICED
13811 | ADDITION | SOL13064 | ADELAIDE HEALTH CENTRE | TISSUE VIABILITY SERVICE-CLINIC ROOM | NEGATIVE PRESSURE WOUND THERAPY | RENASYS | KTCC200072 | SMITH & NEPHEW | LOAN | 1 | NOT TO BE PRICED
13812 | ADDITION | SOL13065 | ADELAIDE HEALTH CENTRE | TISSUE VIABILITY SERVICE-CLINIC ROOM | NEGATIVE PRESSURE WOUND THERAPY | RENASYS | KTCM190957 | SMITH & NEPHEW | LOAN | 1 | NOT TO BE PRICED
13813 | ADDITION | SOL13066 | FOREST PARK SECONDARY SCHOOL | SCHOOL NURSES-NURSES ROOM | SPHYGMOMANOMETER | SHOCK RESISTANT | 200527231809 | WELCH ALLYN | PM | 1 | 8
13814 | ADDITION | SOL13067 | ANDOVER HEALTH CENTRE | SEXUAL HEALTH | THERMOMETER | JPD-FR202 | (21)8726FR202937743 | SHENZEN JUMPER MEDICAL EQUIPMENT CO. | PM | 1 | 15
13815 | ADDITION | SOL13068 | ST JAMES HOSPITAL | THE ORCHARDS-HAWTHORN WARD | MEDICAL FRIDGE | PPGR158UK | 10580308444410527 | LEC MEDICAL | PM | 1 | 15
13816 | ADDITION | SOL13069 | ST MARY'S COMMUNITY HEALTH CAMPUS | COMMUNITY NURSING TEAM | PULSE OXIMETER-FINGER | MD300C19 | 204569821397 | BEIJING CHOICE ELECTRONICS | PM | 1 | 55
13817 | ADDITION | SOL13070 | ST MARY'S COMMUNITY HEALTH CAMPUS | COMMUNITY NURSING TEAM | PULSE OXIMETER-FINGER | MD300C19 | 204569821369 | BEIJING CHOICE ELECTRONICS | PM | 1 | 55
13818 | ADDITION | SOL13071 | ST MARY'S COMMUNITY HEALTH CAMPUS | COMMUNITY NURSING TEAM | PULSE OXIMETER-FINGER | MD300C19 | 204569821396 | BEIJING CHOICE ELECTRONICS | PM | 1 | 55
13819 | ADDITION | SOL13072 | ST MARY'S COMMUNITY HEALTH CAMPUS | COMMUNITY NURSING TEAM | PULSE OXIMETER-FINGER | MD300C19 | 204569821343 | BEIJING CHOICE ELECTRONICS | PM | 1 | 55
13820 | ADDITION | SOL13073 | ST MARY'S COMMUNITY HEALTH CAMPUS | COMMUNITY NURSING TEAM | PULSE OXIMETER-FINGER | MD300C19 | 204569821400 | BEIJING CHOICE ELECTRONICS | PM | 1 | 55
13821 | ADDITION | SOL13074 | ST MARY'S COMMUNITY HEALTH CAMPUS | COMMUNITY NURSING TEAM | PULSE OXIMETER-FINGER | MD300C19 | 204569821368 | BEIJING CHOICE ELECTRONICS | PM | 1 | 55
13822 | ADDITION | SOL13075 | ST MARY'S COMMUNITY HEALTH CAMPUS | COMMUNITY NURSING TEAM | BLOOD PRESSURE MONITOR | ACCOSON | 20100497 | ACCOSON | PM | 1 | 8
13823 | ADDITION | SOL13076 | ST MARY'S COMMUNITY HEALTH CAMPUS | COMMUNITY NURSING TEAM | BLOOD PRESSURE MONITOR | ACCOSON | 20100520 | ACCOSON | PM | 1 | 8
13824 | ADDITION | SOL13077 | ST MARY'S COMMUNITY HEALTH CAMPUS | COMMUNITY NURSING TEAM | BLOOD PRESSURE MONITOR | ACCOSON | 21020706 | ACCOSON | PM | 1 | 8
13825 | ADDITION | SOL13078 | ST MARY'S COMMUNITY HEALTH CAMPUS | COMMUNITY NURSING TEAM | BLOOD PRESSURE MONITOR | ACCOSON | 20080138 | ACCOSON | PM | 1 | 8
13826 | ADDITION | SOL13079 | ST MARY'S COMMUNITY HEALTH CAMPUS | COMMUNITY NURSING TEAM | BLOOD PRESSURE MONITOR | ACCOSON | 21020709 | ACCOSON | PM | 1 | 8
13827 | ADDITION | SOL13080 | ST MARY'S COMMUNITY HEALTH CAMPUS | COMMUNITY NURSING TEAM | BLOOD PRESSURE MONITOR | ACCOSON | 19090522 | ACCOSON | PM | 1 | 8
13828 | ADDITION | SOL13081 | ST MARY'S COMMUNITY HEALTH CAMPUS | COMMUNITY NURSING TEAM | SPHYGMOMANOMETER | NONE | 13081 | MERLIN MEDICAL | PM | 1 | 8
13829 | ADDITION | SOL13082 | SEMBAL HOUSE | RAPID RESPONSE TEAM-OFFICE | GLUCOMETER | SD CODE FREE | M03TG02GAB3725 | SD BIOSENSOR | ASSET ONLY | 1 | NOT TO BE PRICED
13830 | ADDITION | SOL13083 | SEMBAL HOUSE | RAPID RESPONSE TEAM-OFFICE | GLUCOMETER | SD CODE FREE | M03TG02GAB3711 | SD BIOSENSOR | ASSET ONLY | 1 | NOT TO BE PRICED
13831 | ADDITION | SOL13084 | SEMBAL HOUSE | RAPID RESPONSE TEAM-OFFICE | GLUCOMETER | SD CODE FREE | M03TG02GAB3727 | SD BIOSENSOR | ASSET ONLY | 1 | NOT TO BE PRICED
13832 | ADDITION | SOL13085 | SEMBAL HOUSE | RAPID RESPONSE TEAM-OFFICE | GLUCOMETER | SD CODE FREE | M03TG02GAB3723 | SD BIOSENSOR | ASSET ONLY | 1 | NOT TO BE PRICED
13833 | ADDITION | SOL13086 | SEMBAL HOUSE | RAPID RESPONSE TEAM-OFFICE | GLUCOMETER | SD CODE FREE | M03TG01JAC2469 | SD BIOSENSOR | ASSET ONLY | 1 | NOT TO BE PRICED
13834 | ADDITION | SOL13087 | SEMBAL HOUSE | RAPID RESPONSE TEAM-OFFICE | GLUCOMETER | SD CODE FREE | M03TG01JAC2457 | SD BIOSENSOR | ASSET ONLY | 1 | NOT TO BE PRICED
13835 | ADDITION | SOL13088 | SEMBAL HOUSE | RAPID RESPONSE TEAM-OFFICE | GLUCOMETER | SD CODE FREE | M03TG02GAB3713 | SD BIOSENSOR | ASSET ONLY | 1 | NOT TO BE PRICED
13836 | ADDITION | SOL13089 | SEMBAL HOUSE | RAPID RESPONSE TEAM-OFFICE | GLUCOMETER | SD CODE FREE | M03TG01JAC2465 | SD BIOSENSOR | ASSET ONLY | 1 | NOT TO BE PRICED
13837 | ADDITION | SOL13090 | SEMBAL HOUSE | RAPID RESPONSE TEAM-OFFICE | GLUCOMETER | SD CODE FREE | M03TG02GAB3741 | SD BIOSENSOR | ASSET ONLY | 1 | NOT TO BE PRICED
13838 | ADDITION | SOL13091 | SEMBAL HOUSE | RAPID RESPONSE TEAM-OFFICE | GLUCOMETER | SD CODE FREE | M03TG02GAB3718 | SD BIOSENSOR | ASSET ONLY | 1 | NOT TO BE PRICED
13839 | ADDITION | SOL13092 | SEMBAL HOUSE | RAPID RESPONSE TEAM-OFFICE | GLUCOMETER | SD CODE FREE | M03TG01JAC2474 | SD BIOSENSOR | ASSET ONLY | 1 | NOT TO BE PRICED
13840 | ADDITION | SOL13093 | SEMBAL HOUSE | RAPID RESPONSE TEAM-OFFICE | GLUCOMETER | SD CODE FREE | M03TG02GAB3726 | SD BIOSENSOR | ASSET ONLY | 1 | NOT TO BE PRICED
13841 | ADDITION | SOL13094 | SEMBAL HOUSE | RAPID RESPONSE TEAM-OFFICE | GLUCOMETER | SD CODE FREE | M03TG02GAB3732 | SD BIOSENSOR | ASSET ONLY | 1 | NOT TO BE PRICED
13842 | ADDITION | SOL13095 | SEMBAL HOUSE | RAPID RESPONSE TEAM-OFFICE | GLUCOMETER | SD CODE FREE | M03TG02GAB3729 | SD BIOSENSOR | ASSET ONLY | 1 | NOT TO BE PRICED
13843 | ADDITION | SOL13096 | SEMBAL HOUSE | RAPID RESPONSE TEAM-OFFICE | GLUCOMETER | SD CODE FREE | M03TG01JAC2471 | SD BIOSENSOR | ASSET ONLY | 1 | NOT TO BE PRICED
13844 | ADDITION | SOL13097 | SEMBAL HOUSE | RAPID RESPONSE TEAM-OFFICE | GLUCOMETER | SD CODE FREE | M03TG02GAB3731 | SD BIOSENSOR | ASSET ONLY | 1 | NOT TO BE PRICED
13845 | ADDITION | SOL13098 | SEMBAL HOUSE | RAPID RESPONSE TEAM-OFFICE | GLUCOMETER | SD CODE FREE | M03TG01JAC3034 | SD BIOSENSOR | ASSET ONLY | 1 | NOT TO BE PRICED
13846 | ADDITION | SOL13099 | SEMBAL HOUSE | RAPID RESPONSE TEAM-OFFICE | GLUCOMETER | SD CODE FREE | M03TG02GAB3730 | SD BIOSENSOR | ASSET ONLY | 1 | NOT TO BE PRICED
13847 | ADDITION | SOL13100 | SEMBAL HOUSE | RAPID RESPONSE TEAM-OFFICE | GLUCOMETER | SD CODE FREE | M03TG02GAB3712 | SD BIOSENSOR | ASSET ONLY | 1 | NOT TO BE PRICED
13848 | ADDITION | SOL13101 | SEMBAL HOUSE | RAPID RESPONSE TEAM-OFFICE | GLUCOMETER | SD CODE FREE | M03TG01JAC2466 | SD BIOSENSOR | ASSET ONLY | 1 | NOT TO BE PRICED
13849 | ADDITION | SOL13102 | ROYAL SOUTH HANTS HOSPITAL | OCCUPATIONAL HEALTH-BRAMBLES BUNGALOW | MEDICAL FRIDGE | PPSR273UK | 10580857444410651 | LEC MEDICAL | PM | 1 | 15
13850 | ADDITION | SOL13103 | BITTERNE HEALTH CENTRE | COMMUNITY NURSING TEAM | THERMOMETER | BRAUN | 22916k45219 | WELCH ALLYN | PM | 1 | 15
13851 | ADDITION | SOL13121 | ROYAL SOUTH HANTS HOSPITAL | INPATIENT THERAPY-TREATMENT ROOM | EXERCISER-BICYCLE | MOTOMED MUVI | 180800489 | RECK TECHNIK | PM | 1 | 25
13852 | ADDITION | SOL13122 | ROYAL SOUTH HANTS HOSPITAL | INPATIENT THERAPY-TREATMENT ROOM | PULSE OXIMETER-FINGER | ONYX | 502777588 | NONIN | PM | 1 | 55
13853 | ADDITION | SOL13123 | ROYAL SOUTH HANTS HOSPITAL | INPATIENT THERAPY-TREATMENT ROOM | PULSE OXIMETER-FINGER | ONYX | 502777590 | NONIN | PM | 1 | 55
13854 | ADDITION | SOL13124 | ROYAL SOUTH HANTS HOSPITAL | INPATIENT THERAPY-STORE ROOM | VITAL SIGNS MONITOR | CONNEX SPOT MONITOR | (21)100065470621 | WELCH ALLYN | PM | 1 | 55
13855 | ADDITION | SOL13125 | ROYAL SOUTH HANTS HOSPITAL | INPATIENT THERAPY-STORE ROOM | VITAL SIGNS MONITOR | CONNEX SPOT MONITOR | (21)100065530621 | WELCH ALLYN | PM | 1 | 55
13856 | ADDITION | SOL13126 | ROYAL SOUTH HANTS HOSPITAL | INPATIENT THERAPY-STORE ROOM | VITAL SIGNS MONITOR | CONNEX SPOT MONITOR | (21)100065350621 | WELCH ALLYN | PM | 1 | 55
13857 | ADDITION | SOL13127 | ROYAL SOUTH HANTS HOSPITAL | DIABETES CENTRE-COPD | GLUCOMETER | SD CODE FREE | M03102RAA2162 | SD BIOSENSOR | ASSET ONLY | 1 | NOT TO BE PRICED
13858 | ADDITION | SOL13135 | ROYAL SOUTH HANTS HOSPITAL | SEXUAL HEALTH-THE LAB | MICROSCOPE | B-292PLI | 586081 | OPTIKA | OEM-CONTRACT PM | 1 | 95
13859 | ADDITION | SOL13136 | ROYAL SOUTH HANTS HOSPITAL | SEXUAL HEALTH-THE LAB | MICROSCOPE | B-292PLI | 586082 | OPTIKA | OEM-CONTRACT PM | 1 | 95
13860 | ADDITION | SOL13137 | ROYAL SOUTH HANTS HOSPITAL | COMMUNITY INDEPENDENCE SERVICE-LEVEL A | PULSE OXIMETER-FINGER | MD300C19 | 204869802968 | BEIJING CHOICE ELECTRONICS | PM | 1 | 55
13861 | ADDITION | SOL13138 | ROYAL SOUTH HANTS HOSPITAL | COMMUNITY INDEPENDENCE SERVICE-LEVEL A | THERMOMETER | JXB-182 | M12200576063 | BERRCOM | PM | 1 | 15
13862 | ADDITION | SOL13139 | ROYAL SOUTH HANTS HOSPITAL | COMMUNITY INDEPENDENCE SERVICE-LEVEL A | THERMOMETER | JXB-182 | M12200576064 | BERRCOM | PM | 1 | 15
13863 | ADDITION | SOL13140 | ROYAL SOUTH HANTS HOSPITAL | COMMUNITY INDEPENDENCE SERVICE-LEVEL A | PULSE OXIMETER-FINGER | MD300C19 | 204869801513 | BEIJING CHOICE ELECTRONICS | PM | 1 | 55
13864 | ADDITION | SOL13141 | ROYAL SOUTH HANTS HOSPITAL | COMMUNITY INDEPENDENCE SERVICE-LEVEL A | PULSE OXIMETER-FINGER | MD300C2 | 202509040221 | BEIJING CHOICE ELECTRONICS | PM | 1 | 55
13865 | ADDITION | SOL13142 | ROYAL SOUTH HANTS HOSPITAL | COMMUNITY INDEPENDENCE SERVICE-LEVEL A | PULSE OXIMETER-FINGER | MD300C19 | 204869801518 | BEIJING CHOICE ELECTRONICS | PM | 1 | 55
13866 | ADDITION | SOL13143 | ROYAL SOUTH HANTS HOSPITAL | COMMUNITY INDEPENDENCE SERVICE-LEVEL A | THERMOMETER | JXB-182 | M12200576071 | BERRCOM | PM | 1 | 15
13867 | ADDITION | SOL13144 | ROYAL SOUTH HANTS HOSPITAL | COMMUNITY INDEPENDENCE SERVICE-LEVEL A | THERMOMETER | JXB-182 | M12200500852 | BERRCOM | PM | 1 | 15
13868 | ADDITION | SOL13145 | ROYAL SOUTH HANTS HOSPITAL | COMMUNITY INDEPENDENCE SERVICE-LEVEL A | THERMOMETER | JXB-182 | M12200500865 | BERRCOM | PM | 1 | 15
13869 | ADDITION | SOL13147 | ROYAL SOUTH HANTS HOSPITAL | COMMUNITY INDEPENDENCE SERVICE-LEVEL A | PULSE OXIMETER-FINGER | MD300C19 | 191009102632 | BEIJING CHOICE ELECTRONICS | PM | 1 | 55
13870 | ADDITION | SOL13148 | ROYAL SOUTH HANTS HOSPITAL | COMMUNITY INDEPENDENCE SERVICE-LEVEL A | THERMOMETER | BRAUN | 34518K33902 | WELCH ALLYN | PM | 1 | 15
13871 | ADDITION | SOL13149 | ROYAL SOUTH HANTS HOSPITAL | COMMUNITY INDEPENDENCE SERVICE-LEVEL A | SPHYGMOMANOMETER | SHOCK RESISTANT | 190402074048 | WELCH ALLYN | PM | 1 | 8
13872 | ADDITION | SOL13150 | ROYAL SOUTH HANTS HOSPITAL | COMMUNITY INDEPENDENCE SERVICE-LEVEL A | THERMOMETER | JXB-182 | M12200576062 | BERRCOM | PM | 1 | 15
13873 | ADDITION | SOL13151 | ROYAL SOUTH HANTS HOSPITAL | COMMUNITY INDEPENDENCE SERVICE-LEVEL A | THERMOMETER | JXB-182 | M12200500864 | BERRCOM | PM | 1 | 15
13874 | ADDITION | SOL13152 | ROYAL SOUTH HANTS HOSPITAL | COMMUNITY INDEPENDENCE SERVICE-LEVEL A | PULSE OXIMETER-FINGER | MD300C2 | 202509040223 | BEIJING CHOICE ELECTRONICS | PM | 1 | 55
13875 | ADDITION | SOL13153 | ROYAL SOUTH HANTS HOSPITAL | COMMUNITY INDEPENDENCE SERVICE-LEVEL A | PULSE OXIMETER-FINGER | MD300C2 | 202509040222 | BEIJING CHOICE ELECTRONICS | PM | 1 | 55
13876 | ADDITION | SOL13154 | ROYAL SOUTH HANTS HOSPITAL | COMMUNITY INDEPENDENCE SERVICE-LEVEL A | THERMOMETER | BRAUN | 34518K42878 | WELCH ALLYN | PM | 1 | 15
13877 | ADDITION | SOL13155 | ROYAL SOUTH HANTS HOSPITAL | COMMUNITY INDEPENDENCE SERVICE-LEVEL A | PULSE OXIMETER-FINGER | MD300C19 | 191009100774 | BEIJING CHOICE ELECTRONICS | PM | 1 | 55
13878 | ADDITION | SOL13156 | ROYAL SOUTH HANTS HOSPITAL | COMMUNITY INDEPENDENCE SERVICE-LEVEL A | PULSE OXIMETER-FINGER | MD300C2 | 202509040224 | BEIJING CHOICE ELECTRONICS | PM | 1 | 55
13879 | ADDITION | SOL13157 | ROYAL SOUTH HANTS HOSPITAL | COMMUNITY INDEPENDENCE SERVICE-LEVEL A | THERMOMETER | JXB-182 | M12200500861 | BERRCOM | PM | 1 | 15
13880 | ADDITION | SOL13158 | ROYAL SOUTH HANTS HOSPITAL | PODIATRY-CHIROPODY ROOM 2 | THERMOMETER | BK8005 | 13158 | BOKANG | PM | 1 | 15
13881 | ADDITION | SOL13159 | ST MARY'S HOSPITAL-IOW | SEXUAL HEALTH | MEDICAL FRIDGE | RLDG0219 | 20800902500052 | LABCOLD | PM | 1 | 15
13882 | ADDITION | SOL13160 | ROYAL SOUTH HANTS HOSPITAL | FANSHAWE WARD-TREATMENT ROOM | MEDICAL FRIDGE | PEGR107UK | 10200016444410630 | LEC MEDICAL | PM | 1 | 15
13883 | ADDITION | SOL13161 | ADELAIDE HEALTH CENTRE | HEALTH VISITING AND SCHOOL NURSING | SCALES | 385 7017099 | 5385081125311 | SECA LTD | PM | 1 | 70
13884 | ADDITION | SOL13162 | ADELAIDE HEALTH CENTRE | HEALTH VISITING AND SCHOOL NURSING | SCALE-BABY | 385 | 10000000418649 | SECA LTD | PM | 1 | 15
13885 | ADDITION | SOL13163 | ADELAIDE HEALTH CENTRE | HEALTH VISITING AND SCHOOL NURSING | SCALE-BABY | 385 | 10000000544990 | SECA LTD | PM | 1 | 15
13886 | ADDITION | SOL13164 | ADELAIDE HEALTH CENTRE | HEALTH VISITING AND SCHOOL NURSING | SCALE-BABY | 385 | 10000000418646 | SECA LTD | PM | 1 | 15
13887 | ADDITION | SOL13165 | ADELAIDE HEALTH CENTRE | HEALTH VISITING AND SCHOOL NURSING | SCALE-BABY | 385 | 10000000544995 | SECA LTD | PM | 1 | 15
13888 | ADDITION | SOL13166 | ROYAL SOUTH HANTS HOSPITAL | COMMUNITY PAEDIATRIC MEDICAL SERVICES | OTOSCOPE | STANDARD | 13166 | KEELER | PM | 1 | 10
13889 | ADDITION | SOL13167 | ROYAL SOUTH HANTS HOSPITAL | BRAMBLES WARD-LOWER BRAMBLES | BLOOD PRESSURE MONITOR | ACCOSON | 20080209 | ACCOSON | PM | 1 | 8
13890 | ADDITION | SOL13168 | MOORGREEN HOSPITAL | PHYSIOTHERAPY-STONEHAM CENTRE | BLOOD PRESSURE MONITOR | M6 AC | 20160501532VG | OMRON HEALTHCARE | PM | 1 | 8
13891 | ADDITION | SOL13169 | ROYAL SOUTH HANTS HOSPITAL | NICHOLSTOWN SURGERY-RESEARCH & IMPROVEMENT | MEDICAL FREEZER | LSF232UK | 80481388444440970 | LEC MEDICAL | PM | 1 | 45
13892 | ADDITION | SOL13170 | ROYAL SOUTH HANTS HOSPITAL | NICHOLSTOWN SURGERY | BLOOD PRESSURE MONITOR | TM2657P-EX | 2A4214235 | A&D INSTRUMENTS | PM | 1 | 8
13893 | ADDITION | SOL13171 | ROYAL SOUTH HANTS HOSPITAL | NICHOLSTOWN SURGERY | BLOOD PRESSURE MONITOR | TM2657P-EX | 2A4214243 | A&D INSTRUMENTS | PM | 1 | 8
13894 | ADDITION | SOL13172 | ROYAL SOUTH HANTS HOSPITAL | NICHOLSTOWN SURGERY | PULSE OXIMETER-FINGER | MD300C19 | 202009105378 | BEIJING CHOICE ELECTRONICS | PM | 1 | 55
13895 | ADDITION | SOL13173 | ROYAL SOUTH HANTS HOSPITAL | NICHOLSTOWN SURGERY | PULSE OXIMETER-FINGER | MD300C2 | 181709001331 | BEIJING CHOICE ELECTRONICS | PM | 1 | 55
13896 | ADDITION | SOL13174 | ROYAL SOUTH HANTS HOSPITAL | NICHOLSTOWN SURGERY | THERMOMETER | BRAUN | 22518K50703 | WELCH ALLYN | PM | 1 | 15
13897 | ADDITION | SOL13175 | ROYAL SOUTH HANTS HOSPITAL | NICHOLSTOWN SURGERY | BLOOD PRESSURE MONITOR | M10-IT | 20130800320LF | OMRON HEALTHCARE | PM | 1 | 8
13898 | ADDITION | SOL13176 | ROYAL SOUTH HANTS HOSPITAL | NICHOLSTOWN SURGERY | BLOOD PRESSURE MONITOR | M10-IT | 20130800315LF | OMRON HEALTHCARE | PM | 1 | 8
13899 | ADDITION | SOL13177 | ROYAL SOUTH HANTS HOSPITAL | NICHOLSTOWN SURGERY-CONSULTING ROOM 2 | ECG MACHINE | PAGEWRITER TC50 | 989803166501 | PHILIPS HEALTHCARE | PM | 1 | 88
13900 | ADDITION | SOL13178 | ROYAL SOUTH HANTS HOSPITAL | NICHOLSTOWN SURGERY | BLOOD PRESSURE MONITOR | M10-IT | 20130800313LF | OMRON HEALTHCARE | PM | 1 | 8
13901 | ADDITION | SOL13179 | ROYAL SOUTH HANTS HOSPITAL | NICHOLSTOWN SURGERY | BLOOD PRESSURE MONITOR | CERTIFIED | 13179 | CERTIFIED | PM | 1 | 8
13902 | ADDITION | SOL13180 | ROYAL SOUTH HANTS HOSPITAL | NICHOLSTOWN SURGERY | BLOOD PRESSURE MONITOR | UA-767S-W | 5200802072 | A&D INSTRUMENTS | PM | 1 | 8
13903 | ADDITION | SOL13182 | QUEEN ALEXANDRA HOSPITAL | REHABILITATION CENTRE-HYDROTHERAPY | DYNOMETER | FET 2 | 1J527W | HOGGAN SCIENTIFIC | PM | 1 | 15
13904 | ADDITION | SOL13183 | QUEEN ALEXANDRA HOSPITAL | REHABILITATION CENTRE-HYDROTHERAPY | DYNAMOMETER | BASELINE | G07161100559 | FABRICATION ENTERPRISES INC | PM | 1 | 10
13905 | ADDITION | SOL13184 | QUEEN ALEXANDRA HOSPITAL | REHABILITATION CENTRE-PHYSIOTHERAPY | PLINTH | 500 SERIES | 512HBS51200117B | PLINTH MEDICAL | PM | 1 | 45
13906 | ADDITION | SOL13185 | QUEEN ALEXANDRA HOSPITAL | REHABILITATION CENTRE-PHYSIOTHERAPY | PLINTH | 500 SERIES | 512HBS51200118B | PLINTH MEDICAL | PM | 1 | 45
13907 | ADDITION | SOL13186 | QUEEN ALEXANDRA HOSPITAL | REHABILITATION CENTRE-PHYSIOTHERAPY | PLINTH | 500 SERIES | 512HBS04210124B | PLINTH MEDICAL | PM | 1 | 45
13908 | ADDITION | SOL13187 | MARY ROSE SCHOOL | CHILDREN COMMUNITY NURSING-CLINIC ROOM | PULSE OXIMETER-HANDHELD | PM100N | MBH1503991 | COVIDIEN | PM | 1 | 55
13909 | ADDITION | SOL13188 | MARY ROSE SCHOOL | CHILDREN COMMUNITY NURSING-CLINIC ROOM | SCALES | 875 | 10000000427141 | SECA LTD | PM | 1 | 70
13910 | ADDITION | SOL13189 | ADELAIDE HEALTH CENTRE | HEALTH VISITING AND SCHOOL NURSING | SCALE-BABY | 385 | 10000000418655 | SECA LTD | PM | 1 | 15
13911 | ADDITION | SOL13190 | BITTERNE HEALTH CENTRE | COMMUNITY BLADDER AND BOWEL SERVICE-ROOM | STIMULATOR-MUSCLE | NEURO TRAC ETS | 14441 | VERITY MEDICAL LTD | PM | 1 | 25
13912 | ADDITION | SOL13191 | QUEEN ALEXANDRA HOSPITAL | REHABILITATION CENTRE-PHYSIOTHERAPY | PLINTH | 500 SERIES | 512HBS04210123B | PLINTH MEDICAL | PM | 1 | 45
13913 | ADDITION | SOL13192 | QUEEN ALEXANDRA HOSPITAL | REHABILITATION CENTRE-HYDROTHERAPY | PLINTH | 500 SERIES | 512HBS04210125B | PLINTH MEDICAL | PM | 1 | 45
13914 | ADDITION | SOL13193 | BATTENBURG AVENUE CLINIC | CHILDREN COMMUNITY NURSING-CHILD NURSING | THERMOMETER | THERMOSCAN | 11109729729 | BRAUN | PM | 1 | 15
13915 | ADDITION | SOL13194 | ROYAL SOUTH HANTS HOSPITAL | NICHOLSTOWN SURGERY | BLOOD PRESSURE MONITOR | M2 HEM-7121E | 20210142900VG | OMRON HEALTHCARE | PM | 1 | 8
13916 | ADDITION | SOL13195 | ROYAL SOUTH HANTS HOSPITAL | NICHOLSTOWN SURGERY | BLOOD PRESSURE MONITOR | M2 HEM-7121E | 20210142899VG | OMRON HEALTHCARE | PM | 1 | 8
13917 | ADDITION | SOL13196 | ROYAL SOUTH HANTS HOSPITAL | NICHOLSTOWN SURGERY | BLOOD PRESSURE MONITOR | M2 HEM-7121E | 20210142894VG | OMRON HEALTHCARE | PM | 1 | 8
13918 | ADDITION | SOL13197 | ROYAL SOUTH HANTS HOSPITAL | NICHOLSTOWN SURGERY | BLOOD PRESSURE MONITOR | M2 HEM-7121E | 20210142895VG | OMRON HEALTHCARE | PM | 1 | 8
13919 | ADDITION | SOL13198 | ROYAL SOUTH HANTS HOSPITAL | NICHOLSTOWN SURGERY | BLOOD PRESSURE MONITOR | M2 HEM-7121E | 20210142896VG | OMRON HEALTHCARE | PM | 1 | 8
13920 | ADDITION | SOL13199 | ROYAL SOUTH HANTS HOSPITAL | NICHOLSTOWN SURGERY | BLOOD PRESSURE MONITOR | M2 HEM-7121E | 20210142897VG | OMRON HEALTHCARE | PM | 1 | 8
13921 | ADDITION | SOL13200 | ROYAL SOUTH HANTS HOSPITAL | NICHOLSTOWN SURGERY | BLOOD PRESSURE MONITOR | M2 HEM-7121E | 20210142898VG | OMRON HEALTHCARE | PM | 1 | 8
13922 | ADDITION | SOL13201 | ROYAL SOUTH HANTS HOSPITAL | NICHOLSTOWN SURGERY | BLOOD PRESSURE MONITOR | M2 HEM-7121E | 20210142891VG | OMRON HEALTHCARE | PM | 1 | 8
13923 | ADDITION | SOL13202 | ROYAL SOUTH HANTS HOSPITAL | NICHOLSTOWN SURGERY | BLOOD PRESSURE MONITOR | M2 HEM-7121E | 20210142892VG | OMRON HEALTHCARE | PM | 1 | 8
13924 | ADDITION | SOL13203 | ROYAL SOUTH HANTS HOSPITAL | NICHOLSTOWN SURGERY | BLOOD PRESSURE MONITOR | M2 HEM-7121E | 20210142893VG | OMRON HEALTHCARE | PM | 1 | 8
13925 | ADDITION | SOL13204 | ROYAL SOUTH HANTS HOSPITAL | NICHOLSTOWN SURGERY | BLOOD PRESSURE MONITOR | M2 HEM-7121E | 20210142901VG | OMRON HEALTHCARE | PM | 1 | 8
13926 | ADDITION | SOL13205 | ROYAL SOUTH HANTS HOSPITAL | NICHOLSTOWN SURGERY | BLOOD PRESSURE MONITOR | M2 HEM-7121E | 20210142902VG | OMRON HEALTHCARE | PM | 1 | 8
13927 | ADDITION | SOL13206 | ROYAL SOUTH HANTS HOSPITAL | NICHOLSTOWN SURGERY | BLOOD PRESSURE MONITOR | M2 HEM-7121E | 20210142903VG | OMRON HEALTHCARE | PM | 1 | 8
13928 | ADDITION | SOL13207 | ROYAL SOUTH HANTS HOSPITAL | NICHOLSTOWN SURGERY | BLOOD PRESSURE MONITOR | M2 HEM-7121E | 20210142904VG | OMRON HEALTHCARE | PM | 1 | 8
13929 | ADDITION | SOL13208 | ROYAL SOUTH HANTS HOSPITAL | NICHOLSTOWN SURGERY | BLOOD PRESSURE MONITOR | M2 HEM-7121E | 20210142905VG | OMRON HEALTHCARE | PM | 1 | 8
13930 | ADDITION | SOL13209 | ROYAL SOUTH HANTS HOSPITAL | NICHOLSTOWN SURGERY | BLOOD PRESSURE MONITOR | M2 HEM-7121E | 20210142906VG | OMRON HEALTHCARE | PM | 1 | 8
13931 | ADDITION | SOL13210 | ROYAL SOUTH HANTS HOSPITAL | NICHOLSTOWN SURGERY | BLOOD PRESSURE MONITOR | M2 HEM-7121E | 20210142907VG | OMRON HEALTHCARE | PM | 1 | 8
13932 | ADDITION | SOL13211 | ROYAL SOUTH HANTS HOSPITAL | NICHOLSTOWN SURGERY | BLOOD PRESSURE MONITOR | M2 HEM-7121E | 20210142908VG | OMRON HEALTHCARE | PM | 1 | 8
13933 | ADDITION | SOL13212 | ROYAL SOUTH HANTS HOSPITAL | NICHOLSTOWN SURGERY | BLOOD PRESSURE MONITOR | M2 HEM-7121E | 20210142909VG | OMRON HEALTHCARE | PM | 1 | 8
13934 | ADDITION | SOL13213 | ROYAL SOUTH HANTS HOSPITAL | NICHOLSTOWN SURGERY | BLOOD PRESSURE MONITOR | M2 HEM-7121E | 20210142910VG | OMRON HEALTHCARE | PM | 1 | 8
13935 | ADDITION | SOL13214 | ST MARY'S COMMUNITY HEALTH CAMPUS | PORTSMOUTH REHAB AND REABLEMENT TEAM - PRRT | BLOOD PRESSURE MONITOR | ACCOSON | 20091267 | ACCOSON | PM | 1 | 8
13936 | ADDITION | SOL13215 | ST MARY'S COMMUNITY HEALTH CAMPUS | PORTSMOUTH REHAB AND REABLEMENT TEAM - PRRT | GLUCOMETER | FREESTYLE OPTIUM NEO | LAMY143S03501 | ABBOTS MEDICAL | ASSET ONLY | 1 | NOT TO BE PRICED
13937 | ADDITION | SOL13216 | ST MARY'S COMMUNITY HEALTH CAMPUS | PORTSMOUTH REHAB AND REABLEMENT TEAM - PRRT | BLOOD PRESSURE MONITOR | SPHYGMOMANOMETER | 13216 | TIMESCO | PM | 1 | 8
13938 | ADDITION | SOL13217 | ST MARY'S COMMUNITY HEALTH CAMPUS | PORTSMOUTH REHAB AND REABLEMENT TEAM - PRRT | THERMOMETER | ACT8000 | 23100225 | ZEAL | PM | 1 | 15
13939 | ADDITION | SOL13218 | ST MARY'S COMMUNITY HEALTH CAMPUS | PORTSMOUTH REHAB AND REABLEMENT TEAM - PRRT | BLOOD PRESSURE MONITOR | CE0123 | 13218 | SPHYGMOMANOMETER | PM | 1 | 8
13940 | ADDITION | SOL13219 | ST MARY'S COMMUNITY HEALTH CAMPUS | PORTSMOUTH REHAB AND REABLEMENT TEAM - PRRT | THERMOMETER | ET-100A | 13219 | SCIAN | PM | 1 | 15
13941 | ADDITION | SOL13220 | ST MARY'S COMMUNITY HEALTH CAMPUS | PORTSMOUTH REHAB AND REABLEMENT TEAM - PRRT | THERMOMETER | ACT8000 | 23100480 | ZEAL | PM | 1 | 15
13942 | ADDITION | SOL13221 | ST MARY'S COMMUNITY HEALTH CAMPUS | PORTSMOUTH REHAB AND REABLEMENT TEAM - PRRT | THERMOMETER | ET-100A | 13221 | SCIAN | PM | 1 | 15
13943 | ADDITION | SOL13222 | ST MARY'S COMMUNITY HEALTH CAMPUS | PORTSMOUTH REHAB AND REABLEMENT TEAM - PRRT | BLOOD PRESSURE MONITOR | ACCOSON | 21020458 | ACCOSON | PM | 1 | 8
13944 | ADDITION | SOL13223 | ST MARY'S COMMUNITY HEALTH CAMPUS | PORTSMOUTH REHAB AND REABLEMENT TEAM - PRRT | THERMOMETER | ACT8000 | 23100428 | ZEAL | PM | 1 | 15
13945 | ADDITION | SOL13224 | ST MARY'S COMMUNITY HEALTH CAMPUS | PORTSMOUTH REHAB AND REABLEMENT TEAM - PRRT | BLOOD PRESSURE MONITOR | HONSUN | 13224 | HONSUN | PM | 1 | 8
13946 | ADDITION | SOL13225 | ST MARY'S COMMUNITY HEALTH CAMPUS | PORTSMOUTH REHAB AND REABLEMENT TEAM - PRRT | BLOOD PRESSURE MONITOR | ACCOSON | 21020477 | ACCOSON | PM | 1 | 8
13947 | ADDITION | SOL13226 | ST MARY'S COMMUNITY HEALTH CAMPUS | PORTSMOUTH REHAB AND REABLEMENT TEAM - PRRT | THERMOMETER | PG-IRT1603 | 2008360932 | KINETIK WELLBEING | PM | 1 | 15
13948 | ADDITION | SOL13227 | ST MARY'S COMMUNITY HEALTH CAMPUS | PORTSMOUTH REHAB AND REABLEMENT TEAM - PRRT | BLOOD PRESSURE MONITOR | HONSUN | 13227 | HONSUN | PM | 1 | 8
13949 | ADDITION | SOL13228 | ST MARY'S COMMUNITY HEALTH CAMPUS | PORTSMOUTH REHAB AND REABLEMENT TEAM - PRRT | THERMOMETER | ET-100A | 13228 | SCIAN | PM | 1 | 15
13950 | ADDITION | SOL13229 | ST MARY'S COMMUNITY HEALTH CAMPUS | PORTSMOUTH REHAB AND REABLEMENT TEAM - PRRT | PULSE OXIMETER-FINGER | MD300C19 | 201668607095 | BEIJING CHOICE ELECTRONICS | PM | 1 | 55
13951 | ADDITION | SOL13230 | ST MARY'S COMMUNITY HEALTH CAMPUS | PORTSMOUTH REHAB AND REABLEMENT TEAM - PRRT | BLOOD PRESSURE MONITOR | ACCOSON | 21020476 | ACCOSON | PM | 1 | 8
13952 | ADDITION | SOL13231 | WESTERN COMMUNITY HOSPITAL | SNOWDON WARD-MAIN BLOCK | CHAIR-SHOWER | CHAIR, SHOWER | CHF162710 | NRS HEALTHCARE | PM | 1 | 10
13953 | ADDITION | SOL13232 | ROYAL SOUTH HANTS HOSPITAL | NICHOLSTOWN SURGERY-RESEARCH & IMPROVEMENT | CENTRIFUGE | BOECO SC-6 | 0000326-00 | ANDREAS HETTICH GMBH | PM | 1 | 200
13954 | ADDITION | SOL13233 | ROYAL SOUTH HANTS HOSPITAL | OCCUPATIONAL HEALTH-BRAMBLES BUNGALOW | MEDICAL FRIDGE | CMS125 | 742004060149PW-G | COOLMED | PM | 1 | 15
13955 | ADDITION | SOL13234 | CHILD DEVELOPMENT CENTRE | COMMUNITY PAEDIATRIC MEDICAL SERVICES | DIAGNOSTIC SET | KEELER VISTA | 13234 | KEELER | PM | 1 | 5
13956 | ADDITION | SOL13235 | CHILD DEVELOPMENT CENTRE | COMMUNITY PAEDIATRIC MEDICAL SERVICES | HEIGHT MEASURE | LEICESTER | 13235 | SECA LTD | INSPECTION ONLY | 1 | 15
13957 | ADDITION | SOL13236 | CHILD DEVELOPMENT CENTRE | COMMUNITY PAEDIATRIC MEDICAL SERVICES | HEIGHT MEASURE | KIDDIMETER | 13236 | RAVEN EQUIPMENT LTD | INSPECTION ONLY | 1 | 15
13958 | ADDITION | SOL13237 | CHILD DEVELOPMENT CENTRE | COMMUNITY PAEDIATRIC MEDICAL SERVICES | BLOOD PRESSURE MONITOR | SPHYGMOMANOMETER | 13237 | MEDISAVE | PM | 1 | 8
13959 | ADDITION | SOL13238 | ROYAL SOUTH HANTS HOSPITAL | NICHOLSTOWN SURGERY-CLINIC ROOM 7 | MEDICAL FRIDGE | LR207C | 80580174444441799 | LEC MEDICAL | PM | 1 | 15
13960 | ADDITION | SOL13239 | ALDERSHOT CENTRE FOR HEALTH | SEXUAL HEALTH | SMOKE EVACUATION SYSTEM | ACU-EVAC IE | 1992603 | ACUDERM | PM | 1 | 55
13961 | ADDITION | SOL13240 | ALDERSHOT CENTRE FOR HEALTH | SEXUAL HEALTH | HYFRECATOR | HYFRECATOR 2000 | 11MGJ666 | CONMED | PM | 1 | 130
13962 | ADDITION | SOL13242 | ADELAIDE HEALTH CENTRE | SITE SERVICES-CORRIDOR | HOIST-MOBILE | MIDI 180 | 22100020891 | OXFORD INSTRUMENTS | OEM-MEDACO | 1 | 90
13963 | ADDITION | SOL13243 | ADELAIDE HEALTH CENTRE | SITE SERVICES-CORRIDOR | HOIST-MOBILE | MIDI 180 | 22100021419 | OXFORD INSTRUMENTS | OEM-MEDACO | 1 | 90
13964 | ADDITION | SOL13244 | ADELAIDE HEALTH CENTRE | SITE SERVICES-CORRIDOR | HOIST-MOBILE | MIDI 180 | 22100020892 | OXFORD INSTRUMENTS | OEM-MEDACO | 1 | 90
13965 | ADDITION | SOL13245 | ADELAIDE HEALTH CENTRE | SITE SERVICES-CORRIDOR | PATIENT TRANSFER AID | ROTUNDA | 15972 | ENABLE AID | PM | 1 | 70
13966 | ADDITION | SOL13249 | BITTERNE HEALTH CENTRE | BITTERNE H-COMMUNITY-MAIN BLOCK-ADULT SERVICES | INFUSION PUMP-SYRINGE | T34 | S22588 | CME MCKINLEY | PM | 1 | 55
13967 | ADDITION | SOL13250 | BITTERNE HEALTH CENTRE | BITTERNE H-COMMUNITY-MAIN BLOCK-ADULT SERVICES | INFUSION PUMP-SYRINGE | T34 | S22580 | CME MCKINLEY | PM | 1 | 55
13968 | ADDITION | SOL13251 | HIGHPOINT | LEARNING AND DEVELOPMENT TEAM | DEFIBRILLATOR | AED3 | AX21A071334 | ZOLL MEDICAL | ASSET ONLY | 1 | NOT TO BE PRICED
13969 | ADDITION | SOL13252 | HIGHPOINT | LEARNING AND DEVELOPMENT TEAM | DEFIBRILLATOR | AED3 | AX21A071312 | ZOLL MEDICAL | ASSET ONLY | 1 | NOT TO BE PRICED
13970 | ADDITION | SOL13253 | HIGHPOINT | LEARNING AND DEVELOPMENT TEAM | DEFIBRILLATOR | AED3 | AX20L069579 | ZOLL MEDICAL | ASSET ONLY | 1 | NOT TO BE PRICED
13971 | ADDITION | SOL13254 | HIGHPOINT | LEARNING AND DEVELOPMENT TEAM | DEFIBRILLATOR | AED3 | AX20D053638 | ZOLL MEDICAL | ASSET ONLY | 1 | NOT TO BE PRICED
13972 | ADDITION | SOL13255 | HIGHPOINT | LEARNING AND DEVELOPMENT TEAM | DEFIBRILLATOR | AED3 | AX21A071339 | ZOLL MEDICAL | ASSET ONLY | 1 | NOT TO BE PRICED
13973 | ADDITION | SOL13256 | HIGHPOINT | LEARNING AND DEVELOPMENT TEAM | DEFIBRILLATOR | AED3 | AX21A071307 | ZOLL MEDICAL | ASSET ONLY | 1 | NOT TO BE PRICED
13974 | ADDITION | SOL13257 | HIGHPOINT | LEARNING AND DEVELOPMENT TEAM | DEFIBRILLATOR | AED3 | AX21A071314 | ZOLL MEDICAL | ASSET ONLY | 1 | NOT TO BE PRICED
13975 | ADDITION | SOL13258 | HIGHPOINT | LEARNING AND DEVELOPMENT TEAM | DEFIBRILLATOR | AED3 | AX20L069689 | ZOLL MEDICAL | ASSET ONLY | 1 | NOT TO BE PRICED
13976 | ADDITION | SOL13259 | BITTERNE HEALTH CENTRE | COMMUNITY NURSING TEAM | PULSE OXIMETER-FINGER | FINGERTIP PULSE | SOL13259 | SMITHS MEDICAL | PM | 1 | 55
13977 | ADDITION | SOL13260 | BITTERNE HEALTH CENTRE | COMMUNITY NURSING TEAM | GLUCOMETER | SD CODE FREE | M03TG02GAB2392 | SD BIOSENSOR | ASSET ONLY | 1 | NOT TO BE PRICED
13978 | ADDITION | SOL13261 | BITTERNE HEALTH CENTRE | EAST COMMUNITY INDEPENDENCE TEAM-WESTWOOD HOUSE | BLOOD PRESSURE MONITOR | UA-1020 | 5201000244 | A&D INSTRUMENTS | PM | 1 | 8
13979 | ADDITION | SOL13262 | BITTERNE HEALTH CENTRE | EAST COMMUNITY INDEPENDENCE TEAM-WESTWOOD HOUSE | BLOOD PRESSURE MONITOR | UA-1020 | 5200501213 | A&D INSTRUMENTS | PM | 1 | 8
13980 | ADDITION | SOL13263 | BITTERNE HEALTH CENTRE | EAST COMMUNITY INDEPENDENCE TEAM-WESTWOOD HOUSE | BLOOD PRESSURE MONITOR | UA-1020 | 5201000243 | A&D INSTRUMENTS | PM | 1 | 8
13981 | ADDITION | SOL13264 | BITTERNE HEALTH CENTRE | EAST COMMUNITY INDEPENDENCE TEAM-WESTWOOD HOUSE | PULSE OXIMETER | MD300C29 | 202769906821 | CHOICE MEDICAL | PM | 1 | 15
13982 | ADDITION | SOL13265 | BITTERNE HEALTH CENTRE | EAST COMMUNITY INDEPENDENCE TEAM-WESTWOOD HOUSE | PULSE OXIMETER | MD300C29 | 202869919856 | CHOICE MEDICAL | PM | 1 | 15
13983 | ADDITION | SOL13266 | BITTERNE HEALTH CENTRE | EAST COMMUNITY INDEPENDENCE TEAM-WESTWOOD HOUSE | PULSE OXIMETER | MD300C29 | 202769906815 | CHOICE MEDICAL | PM | 1 | 15
13984 | ADDITION | SOL13267 | BITTERNE HEALTH CENTRE | EAST COMMUNITY INDEPENDENCE TEAM-WESTWOOD HOUSE | PULSE OXIMETER | MD300C29 | 202869919846 | CHOICE MEDICAL | PM | 1 | 15
13985 | ADDITION | SOL13268 | BITTERNE HEALTH CENTRE | EAST COMMUNITY INDEPENDENCE TEAM-WESTWOOD HOUSE | PULSE OXIMETER | MD300C29 | 202869918206 | CHOICE MEDICAL | PM | 1 | 15
13986 | ADDITION | SOL13269 | BITTERNE HEALTH CENTRE | EAST COMMUNITY INDEPENDENCE TEAM-WESTWOOD HOUSE | THERMOMETER | IRT3030 | F3000158339 | B BRAUN MEDICAL | PM | 1 | 15
13987 | ADDITION | SOL13270 | BITTERNE HEALTH CENTRE | EAST COMMUNITY INDEPENDENCE TEAM-WESTWOOD HOUSE | THERMOMETER | IRT3030 | F3000158383 | B BRAUN MEDICAL | PM | 1 | 15
13988 | ADDITION | SOL13271 | BITTERNE HEALTH CENTRE | EAST COMMUNITY INDEPENDENCE TEAM-WESTWOOD HOUSE | THERMOMETER | IRT3030 | F3000158284 | B BRAUN MEDICAL | PM | 1 | 15
13989 | ADDITION | SOL13272 | BITTERNE HEALTH CENTRE | EAST COMMUNITY INDEPENDENCE TEAM-WESTWOOD HOUSE | THERMOMETER | IRT3030 | F3000158250 | B BRAUN MEDICAL | PM | 1 | 15
13990 | ADDITION | SOL13273 | BITTERNE HEALTH CENTRE | EAST COMMUNITY INDEPENDENCE TEAM-WESTWOOD HOUSE | THERMOMETER | IRT3030 | F3000158334 | B BRAUN MEDICAL | PM | 1 | 15
13991 | ADDITION | SOL13446 | ROYAL SOUTH HANTS HOSPITAL | COMMUNITY INDEPENDENCE SERVICE-LEVEL A | THERMOMETER | BRAUN | 26218K31669 | WELCH ALLYN | PM | 1 | 15
13992 | ADDITION | SOL13501 | BROADCAST HOUSE | COMMUNITY NURSING TEAM | GLUCOMETER | SD CODE FREE | M03TG02GAB3411 | SD BIOSENSOR | ASSET ONLY | 1 | NOT TO BE PRICED
13993 | ADDITION | SOL13502 | BROADCAST HOUSE | COMMUNITY NURSING TEAM | GLUCOMETER | SD CODE FREE | M03TG02GAB3716 | SD BIOSENSOR | ASSET ONLY | 1 | NOT TO BE PRICED
13994 | ADDITION | SOL13503 | BROADCAST HOUSE | COMMUNITY NURSING TEAM | GLUCOMETER | SD CODE FREE | M03TG02GAB3720 | SD BIOSENSOR | ASSET ONLY | 1 | NOT TO BE PRICED
13995 | ADDITION | SOL13504 | BROADCAST HOUSE | COMMUNITY NURSING TEAM | GLUCOMETER | SD CODE FREE | M03TG02GAB3715 | SD BIOSENSOR | ASSET ONLY | 1 | NOT TO BE PRICED
13996 | ADDITION | SOL13505 | BROADCAST HOUSE | COMMUNITY NURSING TEAM | GLUCOMETER | SD CODE FREE | M03TG02GAB3687 | SD BIOSENSOR | ASSET ONLY | 1 | NOT TO BE PRICED
13997 | ADDITION | SOL13506 | BROADCAST HOUSE | COMMUNITY NURSING TEAM | GLUCOMETER | SD CODE FREE | M03TG02GAB3722 | SD BIOSENSOR | ASSET ONLY | 1 | NOT TO BE PRICED
13998 | ADDITION | SOL13507 | BROADCAST HOUSE | COMMUNITY NURSING TEAM | GLUCOMETER | SD CODE FREE | M03TG02GAB3693 | SD BIOSENSOR | ASSET ONLY | 1 | NOT TO BE PRICED
13999 | ADDITION | SOL13508 | BROADCAST HOUSE | COMMUNITY NURSING TEAM | GLUCOMETER | SD CODE FREE | M03TG02GAB3728 | SD BIOSENSOR | ASSET ONLY | 1 | NOT TO BE PRICED
14000 | ADDITION | SOL13509 | BROADCAST HOUSE | COMMUNITY NURSING TEAM | GLUCOMETER | SD CODE FREE | M03TG02GAB3699 | SD BIOSENSOR | ASSET ONLY | 1 | NOT TO BE PRICED
14001 | ADDITION | SOL13510 | BROADCAST HOUSE | COMMUNITY NURSING TEAM | GLUCOMETER | SD CODE FREE | M03TG02GAB3694 | SD BIOSENSOR | ASSET ONLY | 1 | NOT TO BE PRICED
14002 | ADDITION | SOL13511 | BROADCAST HOUSE | COMMUNITY NURSING TEAM | GLUCOMETER | SD CODE FREE | M03TG02GAB3698 | SD BIOSENSOR | ASSET ONLY | 1 | NOT TO BE PRICED
14003 | ADDITION | SOL13512 | ANDOVER HEALTH CENTRE | DENTAL-DENTAL CLINIC | DENTAL RO SYSTEM | RO WATER PURIFIER | WSF50000177H | ESCHMANN | ASSET ONLY | 5 | NOT TO BE PRICED
14004 | ADDITION | SOL13513 | HAVANT HEALTH CENTRE | DENTAL-DENTAL CLINIC | DENTAL WASHER DISINFECTOR | DS50 | 2101610D1011 | STEELCO | ASSET ONLY | 5 | NOT TO BE PRICED
14005 | ADDITION | SOL13514 | HAVANT HEALTH CENTRE | DENTAL-DENTAL CLINIC | DENTAL WASHER DISINFECTOR | DS50 | 2101610D1010 | STEELCO | ASSET ONLY | 5 | NOT TO BE PRICED
14006 | ADDITION | SOL13515 | ST MARY'S COMMUNITY HEALTH CAMPUS | COMMUNITY NURSING TEAM | THERMOMETER | ACT8000 | 210310450 | ZEAL | PM | 1 | 15
14007 | ADDITION | SOL13516 | ST MARY'S COMMUNITY HEALTH CAMPUS | COMMUNITY NURSING TEAM | THERMOMETER | ACT8000 | 210310402 | ZEAL | PM | 1 | 15
14008 | ADDITION | SOL13517 | ST MARY'S COMMUNITY HEALTH CAMPUS | COMMUNITY NURSING TEAM | THERMOMETER | ACT8000 | 210310417 | ZEAL | PM | 1 | 15
14009 | ADDITION | SOL13518 | ST MARY'S COMMUNITY HEALTH CAMPUS | COMMUNITY NURSING TEAM | THERMOMETER | ACT8000 | 210310835 | ZEAL | PM | 1 | 15
14010 | ADDITION | SOL13519 | ST MARY'S COMMUNITY HEALTH CAMPUS | COMMUNITY NURSING TEAM | THERMOMETER | ACT8000 | 210310818 | ZEAL | PM | 1 | 15
14011 | ADDITION | SOL13520 | ST MARY'S COMMUNITY HEALTH CAMPUS | COMMUNITY NURSING TEAM | THERMOMETER | ACT8000 | 210310844 | ZEAL | PM | 1 | 15
14012 | ADDITION | SOL13521 | ST MARY'S COMMUNITY HEALTH CAMPUS | COMMUNITY NURSING TEAM | THERMOMETER | ACT8000 | 210310268 | ZEAL | PM | 1 | 15
14013 | ADDITION | SOL13522 | ST MARY'S COMMUNITY HEALTH CAMPUS | COMMUNITY NURSING TEAM | THERMOMETER | ACT8000 | 210310409 | ZEAL | PM | 1 | 15
14014 | ADDITION | SOL13523 | ST MARY'S COMMUNITY HEALTH CAMPUS | COMMUNITY NURSING TEAM | THERMOMETER | ACT8000 | 210310418 | ZEAL | PM | 1 | 15
14015 | ADDITION | SOL13524 | ST MARY'S COMMUNITY HEALTH CAMPUS | COMMUNITY NURSING TEAM | THERMOMETER | ACT8000 | 210310449 | ZEAL | PM | 1 | 15
14016 | ADDITION | SOL13525 | ST MARY'S COMMUNITY HEALTH CAMPUS | COMMUNITY NURSING TEAM | THERMOMETER | ACT8000 | 210310812 | ZEAL | PM | 1 | 15
14017 | ADDITION | SOL13526 | ST MARY'S COMMUNITY HEALTH CAMPUS | COMMUNITY NURSING TEAM | THERMOMETER | ACT8000 | 210310843 | ZEAL | PM | 1 | 15
14018 | ADDITION | SOL13527 | ST MARY'S COMMUNITY HEALTH CAMPUS | COMMUNITY NURSING TEAM | BLOOD PRESSURE MONITOR | ANEROID | 21040264 | ACCOSON | PM | 1 | 8
14019 | ADDITION | SOL13528 | ST MARY'S COMMUNITY HEALTH CAMPUS | COMMUNITY NURSING TEAM | BLOOD PRESSURE MONITOR | ANEROID | 21040294 | ACCOSON | PM | 1 | 8
14020 | ADDITION | SOL13529 | ST MARY'S COMMUNITY HEALTH CAMPUS | COMMUNITY NURSING TEAM | BLOOD PRESSURE MONITOR | ANEROID | 21040265 | ACCOSON | PM | 1 | 8
14021 | ADDITION | SOL13530 | ST MARY'S COMMUNITY HEALTH CAMPUS | COMMUNITY NURSING TEAM | BLOOD PRESSURE MONITOR | ANEROID | 21040726 | ACCOSON | PM | 1 | 8
14022 | ADDITION | SOL13531 | ST MARY'S COMMUNITY HEALTH CAMPUS | COMMUNITY NURSING TEAM | BLOOD PRESSURE MONITOR | ANEROID | 21040298 | ACCOSON | PM | 1 | 8
14023 | ADDITION | SOL13532 | ST MARY'S COMMUNITY HEALTH CAMPUS | COMMUNITY NURSING TEAM | BLOOD PRESSURE MONITOR | ANEROID | 21040707 | ACCOSON | PM | 1 | 8
14024 | ADDITION | SOL13533 | ST MARY'S COMMUNITY HEALTH CAMPUS | COMMUNITY NURSING TEAM | BLOOD PRESSURE MONITOR | ANEROID | 20111767 | ACCOSON | PM | 1 | 8
14025 | ADDITION | SOL13534 | ST MARY'S COMMUNITY HEALTH CAMPUS | COMMUNITY NURSING TEAM | BLOOD PRESSURE MONITOR | ANEROID | 21040277 | ACCOSON | PM | 1 | 8
14026 | ADDITION | SOL13535 | ST MARY'S COMMUNITY HEALTH CAMPUS | COMMUNITY NURSING TEAM | BLOOD PRESSURE MONITOR | ANEROID | 21040705 | ACCOSON | PM | 1 | 8
14027 | ADDITION | SOL13536 | ST MARY'S COMMUNITY HEALTH CAMPUS | COMMUNITY NURSING TEAM | BLOOD PRESSURE MONITOR | ANEROID | 21040261 | ACCOSON | PM | 1 | 8
14028 | ADDITION | SOL13537 | ST MARY'S COMMUNITY HEALTH CAMPUS | COMMUNITY NURSING TEAM | BLOOD PRESSURE MONITOR | ANEROID | 21040281 | ACCOSON | PM | 1 | 8
14029 | ADDITION | SOL13538 | ST MARY'S COMMUNITY HEALTH CAMPUS | COMMUNITY NURSING TEAM | BLOOD PRESSURE MONITOR | ANEROID | 21040718 | ACCOSON | PM | 1 | 8
14030 | ADDITION | SOL13539 | HIGHPOINT | LEARNING AND DEVELOPMENT TEAM | DEFIBRILLATOR | AED3 | (21) AX19L042499 | ZOLL MEDICAL | ASSET ONLY | 1 | NOT TO BE PRICED
14031 | ADDITION | SOL13540 | HIGHPOINT | LEARNING AND DEVELOPMENT TEAM | DEFIBRILLATOR | AED3 | (21) AX19L041585 | ZOLL MEDICAL | ASSET ONLY | 1 | NOT TO BE PRICED
14032 | ADDITION | SOL13541 | ADELAIDE HEALTH CENTRE | CHILDREN CONTINENCE-LEVEL 2 | ENURESIS ALARM | M03 | 13541 | MALEM MEDICAL | PM | 1 | 10
14033 | ADDITION | SOL13542 | ADELAIDE HEALTH CENTRE | CHILDREN CONTINENCE-LEVEL 2 | ENURESIS ALARM | M03 | 13542 | MALEM MEDICAL | PM | 1 | 10
14034 | ADDITION | SOL13543 | ADELAIDE HEALTH CENTRE | CHILDREN CONTINENCE-LEVEL 2 | ENURESIS ALARM | M03 | 13543 | MALEM MEDICAL | PM | 1 | 10
14035 | ADDITION | SOL13544 | ADELAIDE HEALTH CENTRE | CHILDREN CONTINENCE-LEVEL 2 | ENURESIS ALARM | M03 | 13544 | MALEM MEDICAL | PM | 1 | 10
14036 | ADDITION | SOL13545 | ADELAIDE HEALTH CENTRE | CHILDREN CONTINENCE-LEVEL 2 | ENURESIS ALARM | M03 | 13545 | MALEM MEDICAL | PM | 1 | 10
14037 | ADDITION | SOL13546 | ADELAIDE HEALTH CENTRE | CHILDREN CONTINENCE-LEVEL 2 | ENURESIS ALARM | M03 | 13546 | MALEM MEDICAL | PM | 1 | 10
14038 | ADDITION | SOL13547 | ADELAIDE HEALTH CENTRE | CHILDREN CONTINENCE-LEVEL 2 | ENURESIS ALARM | M03 | 13547 | MALEM MEDICAL | PM | 1 | 10
14039 | ADDITION | SOL13548 | ADELAIDE HEALTH CENTRE | CHILDREN CONTINENCE-LEVEL 2 | ENURESIS ALARM | M03 | 13548 | MALEM MEDICAL | PM | 1 | 10
14040 | ADDITION | SOL13549 | ADELAIDE HEALTH CENTRE | CHILDREN CONTINENCE-LEVEL 2 | ENURESIS ALARM | M03 | 13549 | MALEM MEDICAL | PM | 1 | 10
14041 | ADDITION | SOL13550 | ADELAIDE HEALTH CENTRE | CHILDREN CONTINENCE-LEVEL 2 | ENURESIS ALARM | M03 | 13550 | MALEM MEDICAL | PM | 1 | 10
14042 | ADDITION | SOL13551 | ADELAIDE HEALTH CENTRE | CHILDREN CONTINENCE-LEVEL 2 | ENURESIS ALARM | M03 | 13551 | MALEM MEDICAL | PM | 1 | 10
14043 | ADDITION | SOL13552 | ADELAIDE HEALTH CENTRE | CHILDREN CONTINENCE-LEVEL 2 | ENURESIS ALARM | M03 | 13552 | MALEM MEDICAL | PM | 1 | 10
14044 | ADDITION | SOL13553 | ADELAIDE HEALTH CENTRE | CHILDREN CONTINENCE-LEVEL 2 | ENURESIS ALARM | M03 | 13553 | MALEM MEDICAL | PM | 1 | 10
14045 | ADDITION | SOL13554 | ADELAIDE HEALTH CENTRE | CHILDREN CONTINENCE-LEVEL 2 | ENURESIS ALARM | M03 | 13554 | MALEM MEDICAL | PM | 1 | 10
14046 | ADDITION | SOL13555 | ADELAIDE HEALTH CENTRE | CHILDREN CONTINENCE-LEVEL 2 | ENURESIS ALARM | M03 | 13555 | MALEM MEDICAL | PM | 1 | 10
14047 | ADDITION | SOL13556 | ADELAIDE HEALTH CENTRE | CHILDREN CONTINENCE-LEVEL 2 | ENURESIS ALARM | M03 | 13556 | MALEM MEDICAL | PM | 1 | 10
14048 | ADDITION | SOL13557 | ADELAIDE HEALTH CENTRE | CHILDREN CONTINENCE-LEVEL 2 | ENURESIS ALARM | M03 | 13557 | MALEM MEDICAL | PM | 1 | 10
14049 | ADDITION | SOL13558 | ADELAIDE HEALTH CENTRE | CHILDREN CONTINENCE-LEVEL 2 | ENURESIS ALARM | M03 | 13558 | MALEM MEDICAL | PM | 1 | 10
14050 | ADDITION | SOL13559 | ADELAIDE HEALTH CENTRE | CHILDREN CONTINENCE-LEVEL 2 | ENURESIS ALARM | M03 | 13559 | MALEM MEDICAL | PM | 1 | 10
14051 | ADDITION | SOL13560 | ADELAIDE HEALTH CENTRE | CHILDREN CONTINENCE-LEVEL 2 | ENURESIS ALARM | M03 | 13560 | MALEM MEDICAL | PM | 1 | 10
14052 | ADDITION | SOL13561 | ADELAIDE HEALTH CENTRE | CHILDREN CONTINENCE-LEVEL 2 | ENURESIS ALARM | WET STOP 3 | 13561 | POTTY MD | PM | 1 | 10
14053 | ADDITION | SOL13562 | ADELAIDE HEALTH CENTRE | CHILDREN CONTINENCE-LEVEL 2 | ENURESIS ALARM | WET STOP 3 | 13562 | POTTY MD | PM | 1 | 10
14054 | ADDITION | SOL13563 | ADELAIDE HEALTH CENTRE | CHILDREN CONTINENCE-LEVEL 2 | ENURESIS ALARM | WET STOP 3 | 13563 | POTTY MD | PM | 1 | 10
14055 | ADDITION | SOL13564 | ADELAIDE HEALTH CENTRE | CHILDREN CONTINENCE-LEVEL 2 | ENURESIS ALARM | WET STOP 3 | 13564 | POTTY MD | PM | 1 | 10
14056 | ADDITION | SOL13565 | ADELAIDE HEALTH CENTRE | CHILDREN CONTINENCE-LEVEL 2 | ENURESIS ALARM | WET STOP 3 | 13565 | POTTY MD | PM | 1 | 10
14057 | ADDITION | SOL13566 | ADELAIDE HEALTH CENTRE | CHILDREN CONTINENCE-LEVEL 2 | ENURESIS ALARM | WET STOP 3 | 13566 | POTTY MD | PM | 1 | 10
14058 | ADDITION | SOL13567 | ADELAIDE HEALTH CENTRE | CHILDREN CONTINENCE-LEVEL 2 | ENURESIS ALARM | WET STOP 3 | 13567 | POTTY MD | PM | 1 | 10
14059 | ADDITION | SOL13568 | ADELAIDE HEALTH CENTRE | CHILDREN CONTINENCE-LEVEL 2 | ENURESIS ALARM | WET STOP 3 | 13568 | POTTY MD | PM | 1 | 10
14060 | ADDITION | SOL13569 | ADELAIDE HEALTH CENTRE | CHILDREN CONTINENCE-LEVEL 2 | ENURESIS ALARM | WET STOP 3 | 13569 | POTTY MD | PM | 1 | 10
14061 | ADDITION | SOL13570 | ADELAIDE HEALTH CENTRE | CHILDREN CONTINENCE-LEVEL 2 | ENURESIS ALARM | WET STOP 3 | 13570 | POTTY MD | PM | 1 | 10
14062 | ADDITION | SOL13571 | BROADCAST HOUSE | COMMUNITY NURSING TEAM | THERMOMETER | JXB-182 | M12200576055 | GUANGZHOU JINXINBAO | PM | 1 | 15
14063 | ADDITION | SOL13572 | BROADCAST HOUSE | COMMUNITY NURSING TEAM | THERMOMETER | JXB-182 | M12200576060 | GUANGZHOU JINXINBAO | PM | 1 | 15
14064 | ADDITION | SOL13573 | BROADCAST HOUSE | COMMUNITY NURSING TEAM | THERMOMETER | JXB-182 | M12200576052 | GUANGZHOU JINXINBAO | PM | 1 | 15
14065 | ADDITION | SOL13574 | BROADCAST HOUSE | COMMUNITY NURSING TEAM | THERMOMETER | JXB-182 | M12200576051 | GUANGZHOU JINXINBAO | PM | 1 | 15
14066 | ADDITION | SOL13575 | ADELAIDE HEALTH CENTRE | CHILDREN CONTINENCE-LEVEL 2 | ENURESIS ALARM | WET STOP 3 | 13575 | POTTY MD | PM | 1 | 10
14067 | ADDITION | SOL13576 | ADELAIDE HEALTH CENTRE | CHILDREN CONTINENCE-LEVEL 2 | ENURESIS ALARM | WET STOP 3 | 13576 | POTTY MD | PM | 1 | 10
14068 | ADDITION | SOL13577 | ADELAIDE HEALTH CENTRE | CHILDREN CONTINENCE-LEVEL 2 | ENURESIS ALARM | WET STOP 3 | 13577 | POTTY MD | PM | 1 | 10
14069 | ADDITION | SOL13578 | ADELAIDE HEALTH CENTRE | CHILDREN CONTINENCE-LEVEL 2 | ENURESIS ALARM | WET STOP 3 | 13578 | POTTY MD | PM | 1 | 10
14070 | ADDITION | SOL13579 | ADELAIDE HEALTH CENTRE | CHILDREN CONTINENCE-LEVEL 2 | ENURESIS ALARM | WET STOP 3 | 13579 | POTTY MD | PM | 1 | 10
14071 | ADDITION | SOL13580 | ADELAIDE HEALTH CENTRE | CHILDREN CONTINENCE-LEVEL 2 | ENURESIS ALARM | WET STOP 3 | 13580 | POTTY MD | PM | 1 | 10
14072 | ADDITION | SOL13581 | ADELAIDE HEALTH CENTRE | CHILDREN CONTINENCE-LEVEL 2 | ENURESIS ALARM | WET STOP 3 | 13581 | POTTY MD | PM | 1 | 10
14073 | ADDITION | SOL13582 | ADELAIDE HEALTH CENTRE | CHILDREN CONTINENCE-LEVEL 2 | ENURESIS ALARM | WET STOP 3 | 13582 | POTTY MD | PM | 1 | 10
14074 | ADDITION | SOL13583 | ADELAIDE HEALTH CENTRE | CHILDREN CONTINENCE-LEVEL 2 | ENURESIS ALARM | WET STOP 3 | 13583 | POTTY MD | PM | 1 | 10
14075 | ADDITION | SOL13584 | ADELAIDE HEALTH CENTRE | CHILDREN CONTINENCE-LEVEL 2 | ENURESIS ALARM | WET STOP 3 | 13584 | POTTY MD | PM | 1 | 10
14076 | ADDITION | SOL13585 | ADELAIDE HEALTH CENTRE | TISSUE VIABILITY SERVICE-CLINIC ROOM | PULSE OXIMETER-FINGER | 9006368 | 192915900803 | HENRY SCHEIN | PM | 1 | 55
14077 | ADDITION | SOL13586 | ADELAIDE HEALTH CENTRE | TISSUE VIABILITY SERVICE-CLINIC ROOM | GLUCOMETER | SD CODE FREE | 13586 | SD BIOSENSOR | ASSET ONLY | 1 | NOT TO BE PRICED
14078 | ADDITION | SOL13587 | ADELAIDE HEALTH CENTRE | TISSUE VIABILITY SERVICE-CLINIC ROOM | PULSE OXIMETER | MD300C29 | 202569974444 | CHOICE MEDICAL | PM | 1 | 15
14079 | ADDITION | SOL13588 | ADELAIDE HEALTH CENTRE | TISSUE VIABILITY SERVICE-CLINIC ROOM | PULSE OXIMETER | MD300C29 | 202569973124 | CHOICE MEDICAL | PM | 1 | 15
14080 | ADDITION | SOL13589 | ADELAIDE HEALTH CENTRE | TISSUE VIABILITY SERVICE-CLINIC ROOM | PULSE OXIMETER | MD300C29 | 202569973122 | CHOICE MEDICAL | PM | 1 | 15
14081 | ADDITION | SOL13590 | ADELAIDE HEALTH CENTRE | TISSUE VIABILITY SERVICE-CLINIC ROOM | PULSE OXIMETER | MD300C29 | 202569973121 | CHOICE MEDICAL | PM | 1 | 15
14082 | ADDITION | SOL13591 | ADELAIDE HEALTH CENTRE | TISSUE VIABILITY SERVICE-CLINIC ROOM | THERMOMETER | DET-306 | 13591 | SHANGHAI INTERNATIONAL | PM | 1 | 15
14083 | ADDITION | SOL13592 | ADELAIDE HEALTH CENTRE | TISSUE VIABILITY SERVICE-CLINIC ROOM | THERMOMETER | DET-306 | 13592 | SHANGHAI INTERNATIONAL | PM | 1 | 15
14084 | ADDITION | SOL13593 | ADELAIDE HEALTH CENTRE | TISSUE VIABILITY SERVICE-CLINIC ROOM | THERMOMETER | DET-306 | 13593 | SHANGHAI INTERNATIONAL | PM | 1 | 15
14085 | ADDITION | SOL13594 | ADELAIDE HEALTH CENTRE | TISSUE VIABILITY SERVICE-CLINIC ROOM | THERMOMETER | DET-306 | 13594 | SHANGHAI INTERNATIONAL | PM | 1 | 15
14086 | ADDITION | SOL13595 | ROYAL SOUTH HANTS HOSPITAL | COMMUNITY NURSING TEAM | BLOOD PRESSURE MONITOR | DS-6501-300 | 161123143137 | WELCH ALLYN | PM | 1 | 8
14087 | ADDITION | SOL13597 | ST MARY'S COMMUNITY HEALTH CAMPUS | COMMUNITY NURSING TEAM | THERMOMETER | ACT8000 | 210110806 | ZEAL | PM | 1 | 15
14088 | ADDITION | SOL13598 | ST MARY'S COMMUNITY HEALTH CAMPUS | COMMUNITY NURSING TEAM | THERMOMETER | ACT8000 | 210110810 | ZEAL | PM | 1 | 15
14089 | ADDITION | SOL13599 | ST MARY'S COMMUNITY HEALTH CAMPUS | COMMUNITY NURSING TEAM | THERMOMETER | ACT8000 | 210310090 | ZEAL | PM | 1 | 15
14090 | ADDITION | SOL13600 | ST MARY'S COMMUNITY HEALTH CAMPUS | COMMUNITY NURSING TEAM | THERMOMETER | ACT8000 | 210310771 | ZEAL | PM | 1 | 15
14091 | ADDITION | SOL13601 | ST MARY'S COMMUNITY HEALTH CAMPUS | COMMUNITY NURSING TEAM | THERMOMETER | ACT8000 | 210310071 | ZEAL | PM | 1 | 15
14092 | ADDITION | SOL13602 | ST MARY'S COMMUNITY HEALTH CAMPUS | COMMUNITY NURSING TEAM | THERMOMETER | ACT8000 | 210310063 | ZEAL | PM | 1 | 15
14093 | ADDITION | SOL13603 | ST MARY'S COMMUNITY HEALTH CAMPUS | COMMUNITY NURSING TEAM | PULSE OXIMETER-FINGER | MD300C19 | 202769805697 | BEIJING CHOICE ELECTRONICS | PM | 1 | 55
14094 | ADDITION | SOL13604 | ST MARY'S COMMUNITY HEALTH CAMPUS | COMMUNITY NURSING TEAM | PULSE OXIMETER-FINGER | MD300C19 | 202769805666 | BEIJING CHOICE ELECTRONICS | PM | 1 | 55
14095 | ADDITION | SOL13605 | ST MARY'S COMMUNITY HEALTH CAMPUS | COMMUNITY NURSING TEAM | BLOOD PRESSURE MONITOR | CH91 | 203079000175 | ROSSMAX | PM | 1 | 8
14096 | ADDITION | SOL13606 | JUBILEE HOUSE | INPATIENT UNIT-END OF LIFE CARE | BED-ELECTRIC | ENTERPRISE 5000 | P0484629 | ARJO HUNTLEIGH | PM | 1 | 20
14097 | ADDITION | SOL13607 | ST MARY'S COMMUNITY HEALTH CAMPUS | PORTSMOUTH REHAB AND REABLEMENT TEAM - PRRT | PULSE OXIMETER-FINGER | MD300C19 | 202769805619 | BEIJING CHOICE ELECTRONICS | PM | 1 | 55
14098 | ADDITION | SOL13608 | ST MARY'S COMMUNITY HEALTH CAMPUS | PORTSMOUTH REHAB AND REABLEMENT TEAM - PRRT | PULSE OXIMETER-FINGER | MD300C19 | 202769805662 | BEIJING CHOICE ELECTRONICS | PM | 1 | 55
14099 | ADDITION | SOL13609 | ST MARY'S COMMUNITY HEALTH CAMPUS | PORTSMOUTH REHAB AND REABLEMENT TEAM - PRRT | PULSE OXIMETER-FINGER | MD300C19 | 202769805625 | BEIJING CHOICE ELECTRONICS | PM | 1 | 55
14100 | ADDITION | SOL13610 | ST MARY'S COMMUNITY HEALTH CAMPUS | PORTSMOUTH REHAB AND REABLEMENT TEAM - PRRT | PULSE OXIMETER-FINGER | MD300C19 | 202769805613 | BEIJING CHOICE ELECTRONICS | PM | 1 | 55
14101 | ADDITION | SOL13611 | ST MARY'S COMMUNITY HEALTH CAMPUS | PORTSMOUTH REHAB AND REABLEMENT TEAM - PRRT | PULSE OXIMETER-FINGER | MD300C19 | 202769805687 | BEIJING CHOICE ELECTRONICS | PM | 1 | 55
14102 | ADDITION | SOL13612 | ST MARY'S COMMUNITY HEALTH CAMPUS | PORTSMOUTH REHAB AND REABLEMENT TEAM - PRRT | PULSE OXIMETER-FINGER | MD300C19 | 202769805670 | BEIJING CHOICE ELECTRONICS | PM | 1 | 55
14103 | ADDITION | SOL13613 | ST MARY'S COMMUNITY HEALTH CAMPUS | PORTSMOUTH REHAB AND REABLEMENT TEAM - PRRT | PULSE OXIMETER-FINGER | MD300C19 | 202769805668 | BEIJING CHOICE ELECTRONICS | PM | 1 | 55
14104 | ADDITION | SOL13614 | ST MARY'S COMMUNITY HEALTH CAMPUS | PORTSMOUTH REHAB AND REABLEMENT TEAM - PRRT | PULSE OXIMETER-FINGER | MD300C19 | 202769805645 | BEIJING CHOICE ELECTRONICS | PM | 1 | 55
14105 | ADDITION | SOL13615 | ST MARY'S COMMUNITY HEALTH CAMPUS | PORTSMOUTH REHAB AND REABLEMENT TEAM - PRRT | PULSE OXIMETER-FINGER | MD300C19 | 202769805680 | BEIJING CHOICE ELECTRONICS | PM | 1 | 55
14106 | ADDITION | SOL13616 | ST MARY'S COMMUNITY HEALTH CAMPUS | PORTSMOUTH REHAB AND REABLEMENT TEAM - PRRT | PULSE OXIMETER-FINGER | MD300C19 | 202769805615 | BEIJING CHOICE ELECTRONICS | PM | 1 | 55
14107 | ADDITION | SOL13617 | ST MARY'S COMMUNITY HEALTH CAMPUS | PORTSMOUTH REHAB AND REABLEMENT TEAM - PRRT | PULSE OXIMETER-FINGER | MD300C19 | 202769805695 | BEIJING CHOICE ELECTRONICS | PM | 1 | 55
14108 | ADDITION | SOL13618 | ST MARY'S COMMUNITY HEALTH CAMPUS | PORTSMOUTH REHAB AND REABLEMENT TEAM - PRRT | PULSE OXIMETER-FINGER | MD300C19 | 202769805675 | BEIJING CHOICE ELECTRONICS | PM | 1 | 55
14109 | ADDITION | SOL13619 | ST MARY'S COMMUNITY HEALTH CAMPUS | PORTSMOUTH REHAB AND REABLEMENT TEAM - PRRT | PULSE OXIMETER-FINGER | MD300C19 | 202769805699 | BEIJING CHOICE ELECTRONICS | PM | 1 | 55
14110 | ADDITION | SOL13620 | ST MARY'S COMMUNITY HEALTH CAMPUS | PORTSMOUTH REHAB AND REABLEMENT TEAM - PRRT | PULSE OXIMETER-FINGER | MD300C19 | 202769805698 | BEIJING CHOICE ELECTRONICS | PM | 1 | 55
14111 | ADDITION | SOL13621 | ST MARY'S COMMUNITY HEALTH CAMPUS | PORTSMOUTH REHAB AND REABLEMENT TEAM - PRRT | PULSE OXIMETER-FINGER | MD300C19 | 202769805677 | BEIJING CHOICE ELECTRONICS | PM | 1 | 55
14112 | ADDITION | SOL13622 | ST MARY'S COMMUNITY HEALTH CAMPUS | PORTSMOUTH REHAB AND REABLEMENT TEAM - PRRT | PULSE OXIMETER-FINGER | MD300C2 | 171103900590 | BEIJING CHOICE ELECTRONICS | PM | 1 | 55
14113 | ADDITION | SOL13623 | ST MARY'S COMMUNITY HEALTH CAMPUS | PORTSMOUTH REHAB AND REABLEMENT TEAM - PRRT | BLOOD PRESSURE MONITOR | HONSUN | 13623 | HONSUN | PM | 1 | 8
14114 | ADDITION | SOL13624 | ST MARY'S COMMUNITY HEALTH CAMPUS | PORTSMOUTH REHAB AND REABLEMENT TEAM - PRRT | BLOOD PRESSURE MONITOR | HONSUN | 13624 | HONSUN | PM | 1 | 8
14115 | ADDITION | SOL13625 | ST MARY'S COMMUNITY HEALTH CAMPUS | PORTSMOUTH REHAB AND REABLEMENT TEAM - PRRT | BLOOD PRESSURE MONITOR | HONSUN | 13625 | HONSUN | PM | 1 | 8
14116 | ADDITION | SOL13626 | ST MARY'S COMMUNITY HEALTH CAMPUS | PORTSMOUTH REHAB AND REABLEMENT TEAM - PRRT | BLOOD PRESSURE MONITOR | HONSUN | 13626 | HONSUN | PM | 1 | 8
14117 | ADDITION | SOL13627 | ST MARY'S COMMUNITY HEALTH CAMPUS | PORTSMOUTH REHAB AND REABLEMENT TEAM - PRRT | BLOOD PRESSURE MONITOR | HONSUN | 13627 | HONSUN | PM | 1 | 8
14118 | ADDITION | SOL13628 | ST MARY'S COMMUNITY HEALTH CAMPUS | PORTSMOUTH REHAB AND REABLEMENT TEAM - PRRT | THERMOMETER | ACT8000 | 210310390 | ZEAL | PM | 1 | 15
14119 | ADDITION | SOL13629 | ST MARY'S COMMUNITY HEALTH CAMPUS | PORTSMOUTH REHAB AND REABLEMENT TEAM - PRRT | THERMOMETER | ACT8000 | 210310041 | ZEAL | PM | 1 | 15
14120 | ADDITION | SOL13630 | ST MARY'S COMMUNITY HEALTH CAMPUS | PORTSMOUTH REHAB AND REABLEMENT TEAM - PRRT | THERMOMETER | ACT8000 | 210310388 | ZEAL | PM | 1 | 15
14121 | ADDITION | SOL13631 | ST MARY'S COMMUNITY HEALTH CAMPUS | PORTSMOUTH REHAB AND REABLEMENT TEAM - PRRT | THERMOMETER | ACT8000 | 210310395 | ZEAL | PM | 1 | 15
14122 | ADDITION | SOL13632 | ST MARY'S COMMUNITY HEALTH CAMPUS | PORTSMOUTH REHAB AND REABLEMENT TEAM - PRRT | THERMOMETER | ACT8000 | 210310386 | ZEAL | PM | 1 | 15
14123 | ADDITION | SOL13633 | ST MARY'S COMMUNITY HEALTH CAMPUS | PORTSMOUTH REHAB AND REABLEMENT TEAM - PRRT | THERMOMETER | ACT8000 | 210310251 | ZEAL | PM | 1 | 15
14124 | ADDITION | SOL13634 | ST MARY'S COMMUNITY HEALTH CAMPUS | PORTSMOUTH REHAB AND REABLEMENT TEAM - PRRT | THERMOMETER | ACT8000 | 210310043 | ZEAL | PM | 1 | 15
14125 | ADDITION | SOL13635 | ST MARY'S COMMUNITY HEALTH CAMPUS | PORTSMOUTH REHAB AND REABLEMENT TEAM - PRRT | THERMOMETER | ACT8000 | 210310481 | ZEAL | PM | 1 | 15
14126 | ADDITION | SOL13636 | ST MARY'S COMMUNITY HEALTH CAMPUS | PORTSMOUTH REHAB AND REABLEMENT TEAM - PRRT | THERMOMETER | ACT8000 | 210310396 | ZEAL | PM | 1 | 15
14127 | ADDITION | SOL13637 | TWO SAINTS DAY CENTRE | HOMELESS HEALTH TEAM-TWO SAINTS DAY | THERMOMETER | JXB-178 | 13637 | GUANGZHOU JINXINBAO | PM | 1 | 15
14128 | ADDITION | SOL13638 | TWO SAINTS DAY CENTRE | HOMELESS HEALTH TEAM-TWO SAINTS DAY | PULSE OXIMETER-FINGER | A310 | 2009-10882 | SHENZHEN AEON TECHNOLOGY | PM | 1 | 55
14129 | ADDITION | SOL13639 | ANDOVER HEALTH CENTRE | SEXUAL HEALTH | LIGHT-EXAMINATION | X340 | 1029882485 | WELCH ALLYN | PM | 1 | 25
14130 | ADDITION | SOL13640 | ANDOVER HEALTH CENTRE | SEXUAL HEALTH | LIGHT-EXAMINATION | X340 | 1029883658 | WELCH ALLYN | PM | 1 | 25
14131 | ADDITION | SOL13641 | ANDOVER HEALTH CENTRE | SEXUAL HEALTH | LIGHT-EXAMINATION | X340 | 1029882484 | WELCH ALLYN | PM | 1 | 25
14132 | ADDITION | SOL13642 | ANDOVER HEALTH CENTRE | SEXUAL HEALTH | LIGHT-EXAMINATION | X340 | 1029883657 | WELCH ALLYN | PM | 1 | 25
14133 | ADDITION | SOL13643 | ST MARY'S COMMUNITY HEALTH CAMPUS | COMMUNITY NURSING TEAM | NEBULISER | INNOSPIRE DELUXE | 122218 | PHIIPS HEALTHCARE | PM | 1 | 15
14134 | ADDITION | SOL13644 | ST MARY'S COMMUNITY HEALTH CAMPUS | COMMUNITY NURSING TEAM | NEBULISER | INNOSPIRE DELUXE | 183824 | PHIIPS HEALTHCARE | PM | 1 | 15
14135 | ADDITION | SOL13645 | ST MARY'S COMMUNITY HEALTH CAMPUS | COMMUNITY NURSING TEAM | THERMOMETER | ACT8000 | 210310024 | ZEAL | PM | 1 | 15
14136 | ADDITION | SOL13646 | ST MARY'S COMMUNITY HEALTH CAMPUS | COMMUNITY NURSING TEAM | THERMOMETER | ACT8000 | 210310072 | ZEAL | PM | 1 | 15
14137 | ADDITION | SOL13647 | ST MARY'S COMMUNITY HEALTH CAMPUS | COMMUNITY NURSING TEAM | THERMOMETER | ACT8000 | 210310022 | ZEAL | PM | 1 | 15
14138 | ADDITION | SOL13648 | ST MARY'S COMMUNITY HEALTH CAMPUS | COMMUNITY NURSING TEAM | THERMOMETER | ACT8000 | 210310092 | ZEAL | PM | 1 | 15
14139 | ADDITION | SOL13649 | ST MARY'S COMMUNITY HEALTH CAMPUS | COMMUNITY NURSING TEAM | PULSE OXIMETER-FINGER | MD300C19 | 202769805674 | BEIJING CHOICE ELECTRONICS | PM | 1 | 55
14140 | ADDITION | SOL13650 | ST MARY'S COMMUNITY HEALTH CAMPUS | COMMUNITY NURSING TEAM | PULSE OXIMETER-FINGER | MD300C19 | 202769805672 | BEIJING CHOICE ELECTRONICS | PM | 1 | 55
14141 | ADDITION | SOL13651 | ST MARY'S COMMUNITY HEALTH CAMPUS | COMMUNITY NURSING TEAM | PULSE OXIMETER-FINGER | MD300C19 | 202769805694 | BEIJING CHOICE ELECTRONICS | PM | 1 | 55
14142 | ADDITION | SOL13652 | ST MARY'S COMMUNITY HEALTH CAMPUS | COMMUNITY NURSING TEAM | PULSE OXIMETER-FINGER | MD300C19 | 202769805632 | BEIJING CHOICE ELECTRONICS | PM | 1 | 55
14143 | ADDITION | SOL13653 | ST MARY'S COMMUNITY HEALTH CAMPUS | COMMUNITY NURSING TEAM | BLOOD PRESSURE MONITOR | CH91 | 203079000178 | ROSSMAX | PM | 1 | 8
14144 | ADDITION | SOL13654 | ST MARY'S COMMUNITY HEALTH CAMPUS | COMMUNITY NURSING TEAM | BLOOD PRESSURE MONITOR | CH91 | 203079000205 | ROSSMAX | PM | 1 | 8
14145 | ADDITION | SOL13655 | ST MARY'S COMMUNITY HEALTH CAMPUS | COMMUNITY NURSING TEAM | BLOOD PRESSURE MONITOR | CH91 | 203079000176 | ROSSMAX | PM | 1 | 8
14146 | ADDITION | SOL13656 | ST MARY'S COMMUNITY HEALTH CAMPUS | COMMUNITY NURSING TEAM | BLOOD PRESSURE MONITOR | CH91 | 203079000208 | ROSSMAX | PM | 1 | 8
14147 | ADDITION | SOL13657 | ST MARY'S COMMUNITY HEALTH CAMPUS | COMMUNITY NURSING TEAM | BLOOD PRESSURE MONITOR | CH91 | 203079000191 | ROSSMAX | PM | 1 | 8
14148 | ADDITION | SOL13658 | ST MARY'S COMMUNITY HEALTH CAMPUS | COMMUNITY NURSING TEAM | PULSE OXIMETER-FINGER | MD300CN130 | 210246601668 | BEIJING CHOICE ELECTRONICS | PM | 1 | 55
14149 | ADDITION | SOL13659 | ST MARY'S COMMUNITY HEALTH CAMPUS | COMMUNITY NURSING TEAM | PULSE OXIMETER-FINGER | MD300CN130 | 210246601646 | BEIJING CHOICE ELECTRONICS | PM | 1 | 55
14150 | ADDITION | SOL13660 | ST MARY'S COMMUNITY HEALTH CAMPUS | COMMUNITY NURSING TEAM | PULSE OXIMETER-FINGER | MD300CN130 | 210246601649 | BEIJING CHOICE ELECTRONICS | PM | 1 | 55
14151 | ADDITION | SOL13661 | ST MARY'S COMMUNITY HEALTH CAMPUS | COMMUNITY NURSING TEAM | BLOOD PRESSURE MONITOR | UA-1020 | 5200501128 | A&D INSTRUMENTS | PM | 1 | 8
14152 | ADDITION | SOL13662 | ST MARY'S COMMUNITY HEALTH CAMPUS | COMMUNITY NURSING TEAM | BLOOD PRESSURE MONITOR | UA-1020 | 5200501124 | A&D INSTRUMENTS | PM | 1 | 8
14153 | ADDITION | SOL13663 | ST CLEMENTS SURGERY | SEXUAL HEALTH | MEDICAL FRIDGE | RLDF0210 | 188009012000356 | LABCOLD | PM | 1 | 15
14154 | ADDITION | SOL13666 | ADELAIDE HEALTH CENTRE | CHILDREN CONTINENCE-LEVEL 2 | ENURESIS ALARM | WET STOP 3 | 13666 | POTTY MD | PM | 1 | 10
14155 | ADDITION | SOL13667 | ADELAIDE HEALTH CENTRE | CHILDREN CONTINENCE-LEVEL 2 | ENURESIS ALARM | WET STOP 3 | 13667 | POTTY MD | PM | 1 | 10
14156 | ADDITION | SOL13668 | ADELAIDE HEALTH CENTRE | CHILDREN CONTINENCE-LEVEL 2 | ENURESIS ALARM | WET STOP 3 | 13668 | POTTY MD | PM | 1 | 10
14157 | ADDITION | SOL13669 | ADELAIDE HEALTH CENTRE | CHILDREN CONTINENCE-LEVEL 2 | ENURESIS ALARM | WET STOP 3 | 13669 | POTTY MD | PM | 1 | 10
14158 | ADDITION | SOL13670 | ADELAIDE HEALTH CENTRE | CHILDREN CONTINENCE-LEVEL 2 | ENURESIS ALARM | WET STOP 3 | 13670 | POTTY MD | PM | 1 | 10
14159 | ADDITION | SOL13671 | ADELAIDE HEALTH CENTRE | CHILDREN CONTINENCE-LEVEL 2 | ENURESIS ALARM | WET STOP 3 | 13671 | POTTY MD | PM | 1 | 10
14160 | ADDITION | SOL13672 | ADELAIDE HEALTH CENTRE | CHILDREN CONTINENCE-LEVEL 2 | ENURESIS ALARM | WET STOP 3 | 13672 | POTTY MD | PM | 1 | 10
14161 | ADDITION | SOL13673 | ADELAIDE HEALTH CENTRE | CHILDREN CONTINENCE-LEVEL 2 | ENURESIS ALARM | WET STOP 3 | 13673 | POTTY MD | PM | 1 | 10
14162 | ADDITION | SOL13674 | ADELAIDE HEALTH CENTRE | CHILDREN CONTINENCE-LEVEL 2 | ENURESIS ALARM | WET STOP 3 | 13674 | POTTY MD | PM | 1 | 10
14163 | ADDITION | SOL13675 | ADELAIDE HEALTH CENTRE | CHILDREN CONTINENCE-LEVEL 2 | ENURESIS ALARM | WET STOP 3 | 13675 | POTTY MD | PM | 1 | 10
14164 | ADDITION | SOL13676 | ADELAIDE HEALTH CENTRE | CHILDREN CONTINENCE-LEVEL 2 | ENURESIS ALARM | WET STOP 3 | 13676 | POTTY MD | PM | 1 | 10
14165 | ADDITION | SOL13677 | ADELAIDE HEALTH CENTRE | CHILDREN CONTINENCE-LEVEL 2 | ENURESIS ALARM | WET STOP 3 | 13677 | POTTY MD | PM | 1 | 10
14166 | ADDITION | SOL13678 | ADELAIDE HEALTH CENTRE | CHILDREN CONTINENCE-LEVEL 2 | ENURESIS ALARM | WET STOP 3 | 13678 | POTTY MD | PM | 1 | 10
14167 | ADDITION | SOL13679 | ADELAIDE HEALTH CENTRE | CHILDREN CONTINENCE-LEVEL 2 | ENURESIS ALARM | WET STOP 3 | SOL13679 | POTTY MD | PM | 1 | 10
14168 | ADDITION | SOL13680 | ADELAIDE HEALTH CENTRE | CHILDREN CONTINENCE-LEVEL 2 | ENURESIS ALARM | WET STOP 3 | 13680 | POTTY MD | PM | 1 | 10
14169 | ADDITION | SOL13681 | ADELAIDE HEALTH CENTRE | CHILDREN CONTINENCE-LEVEL 2 | ENURESIS ALARM | WET STOP 3 | 13681 | POTTY MD | PM | 1 | 10
14170 | ADDITION | SOL13682 | ADELAIDE HEALTH CENTRE | CHILDREN CONTINENCE-LEVEL 2 | ENURESIS ALARM | WET STOP 3 | 13682 | POTTY MD | PM | 1 | 10
14171 | ADDITION | SOL13683 | ADELAIDE HEALTH CENTRE | CHILDREN CONTINENCE-LEVEL 2 | ENURESIS ALARM | WET STOP 3 | 13683 | POTTY MD | PM | 1 | 10
14172 | ADDITION | SOL13684 | ADELAIDE HEALTH CENTRE | CHILDREN CONTINENCE-LEVEL 2 | ENURESIS ALARM | WET STOP 3 | 13684 | POTTY MD | PM | 1 | 10
14173 | ADDITION | SOL13685 | ADELAIDE HEALTH CENTRE | CHILDREN CONTINENCE-LEVEL 2 | ENURESIS ALARM | WET STOP 3 | 13685 | POTTY MD | PM | 1 | 10
14174 | ADDITION | SOL13686 | ADELAIDE HEALTH CENTRE | CHILDREN CONTINENCE-LEVEL 2 | ENURESIS ALARM | WET STOP 3 | 13686 | POTTY MD | PM | 1 | 10
14175 | ADDITION | SOL13687 | ADELAIDE HEALTH CENTRE | CHILDREN CONTINENCE-LEVEL 2 | ENURESIS ALARM | WET STOP 3 | 13687 | POTTY MD | PM | 1 | 10
14176 | ADDITION | SOL13688 | ADELAIDE HEALTH CENTRE | CHILDREN CONTINENCE-LEVEL 2 | ENURESIS ALARM | WET STOP 3 | 13688 | POTTY MD | PM | 1 | 10
14177 | ADDITION | SOL13689 | ADELAIDE HEALTH CENTRE | CHILDREN CONTINENCE-LEVEL 2 | ENURESIS ALARM | WET STOP 3 | 13689 | POTTY MD | PM | 1 | 10
14178 | ADDITION | SOL13690 | ADELAIDE HEALTH CENTRE | CHILDREN CONTINENCE-LEVEL 2 | ENURESIS ALARM | WET STOP 3 | 13690 | POTTY MD | PM | 1 | 10
14179 | ADDITION | SOL13691 | ADELAIDE HEALTH CENTRE | CHILDREN CONTINENCE-LEVEL 2 | ENURESIS ALARM | WET STOP 3 | 13691 | POTTY MD | PM | 1 | 10
14180 | ADDITION | SOL13692 | ADELAIDE HEALTH CENTRE | CHILDREN CONTINENCE-LEVEL 2 | ENURESIS ALARM | WET STOP 3 | 13692 | POTTY MD | PM | 1 | 10
14181 | ADDITION | SOL13693 | ADELAIDE HEALTH CENTRE | CHILDREN CONTINENCE-LEVEL 2 | ENURESIS ALARM | WET STOP 3 | 13693 | POTTY MD | PM | 1 | 10
14182 | ADDITION | SOL13694 | ADELAIDE HEALTH CENTRE | CHILDREN CONTINENCE-LEVEL 2 | ENURESIS ALARM | WET STOP 3 | 13694 | POTTY MD | PM | 1 | 10
14183 | ADDITION | SOL13695 | ADELAIDE HEALTH CENTRE | CHILDREN CONTINENCE-LEVEL 2 | ENURESIS ALARM | WET STOP 3 | 13695 | POTTY MD | PM | 1 | 10
14184 | ADDITION | SOL13696 | ROYAL SOUTH HANTS HOSPITAL | OCCUPATIONAL HEALTH-BRAMBLES BUNGALOW | MEDICAL FRIDGE | RPDF0012F | N000026 | LABCOLD | PM | 1 | 15
14185 | ADDITION | SOL13697 | CIVIC OFFICES PORTSMOUTH | HEALTH VISITING AND SCHOOL NURSING-LEVEL 2 CORE 1 | SCALE-BABY | 385 | 10000000657749 | SECA LTD | PM | 1 | 15
14186 | ADDITION | SOL13698 | CIVIC OFFICES PORTSMOUTH | HEALTH VISITING AND SCHOOL NURSING-LEVEL 2 CORE 1 | SCALE-BABY | 385 | 10000000657741 | SECA LTD | PM | 1 | 15
14187 | ADDITION | SOL13699 | CIVIC OFFICES PORTSMOUTH | HEALTH VISITING AND SCHOOL NURSING-LEVEL 2 CORE 1 | SCALE-BABY | 385 | 10000000657739 | SECA LTD | PM | 1 | 15
14188 | ADDITION | SOL13700 | CIVIC OFFICES PORTSMOUTH | HEALTH VISITING AND SCHOOL NURSING-LEVEL 2 CORE 1 | SCALE-BABY | 385 | 10000000657748 | SECA LTD | PM | 1 | 15
14189 | ADDITION | SOL13701 | CIVIC OFFICES PORTSMOUTH | HEALTH VISITING AND SCHOOL NURSING-LEVEL 2 CORE 1 | SCALE-BABY | 385 | 10000000657742 | SECA LTD | PM | 1 | 15
14190 | ADDITION | SOL13702 | CIVIC OFFICES PORTSMOUTH | HEALTH VISITING AND SCHOOL NURSING-LEVEL 2 CORE 1 | SCALE-BABY | 385 | 10000000657740 | SECA LTD | PM | 1 | 15
14191 | ADDITION | SOL13703 | CIVIC OFFICES PORTSMOUTH | HEALTH VISITING AND SCHOOL NURSING-LEVEL 2 CORE 1 | SCALE-BABY | 385 | 10000000657736 | SECA LTD | PM | 1 | 15
14192 | ADDITION | SOL13704 | CIVIC OFFICES PORTSMOUTH | HEALTH VISITING AND SCHOOL NURSING-LEVEL 2 CORE 1 | SCALE-BABY | 385 | 10000000657737 | SECA LTD | PM | 1 | 15
14193 | ADDITION | SOL13705 | ROYAL SOUTH HANTS HOSPITAL | NICHOLSTOWN SURGERY | BLOOD PRESSURE MONITOR | TMB-1585 | BA8126210315296D | GUANGDONG TRANSTEK MEDICAL ELECTONICS CO. | PM | 1 | 8
14194 | ADDITION | SOL13706 | ROYAL SOUTH HANTS HOSPITAL | NICHOLSTOWN SURGERY | BLOOD PRESSURE MONITOR | TMB-1585 | BA8126210315413D | GUANGDONG TRANSTEK MEDICAL ELECTONICS CO. | PM | 1 | 8
14195 | ADDITION | SOL13707 | ROYAL SOUTH HANTS HOSPITAL | NICHOLSTOWN SURGERY | BLOOD PRESSURE MONITOR | TMB-1585 | BA8126210315286D | GUANGDONG TRANSTEK MEDICAL ELECTONICS CO. | PM | 1 | 8
14196 | ADDITION | SOL13708 | ROYAL SOUTH HANTS HOSPITAL | NICHOLSTOWN SURGERY | BLOOD PRESSURE MONITOR | M2 HEM-7121E | 20210143310VG | OMRON HEALTHCARE | PM | 1 | 8
14197 | ADDITION | SOL13709 | ROYAL SOUTH HANTS HOSPITAL | NICHOLSTOWN SURGERY | BLOOD PRESSURE MONITOR | M2 HEM-7121E | 20210143309VG | OMRON HEALTHCARE | PM | 1 | 8
14198 | ADDITION | SOL13710 | ROYAL SOUTH HANTS HOSPITAL | NICHOLSTOWN SURGERY | BLOOD PRESSURE MONITOR | M2 HEM-7121E | 20210143308VG | OMRON HEALTHCARE | PM | 1 | 8
14199 | ADDITION | SOL13711 | ROYAL SOUTH HANTS HOSPITAL | NICHOLSTOWN SURGERY | BLOOD PRESSURE MONITOR | M2 HEM-7121E | 20210143307VG | OMRON HEALTHCARE | PM | 1 | 8
14200 | ADDITION | SOL13712 | ROYAL SOUTH HANTS HOSPITAL | NICHOLSTOWN SURGERY | BLOOD PRESSURE MONITOR | M2 HEM-7121E | 20210143306VG | OMRON HEALTHCARE | PM | 1 | 8
14201 | ADDITION | SOL13713 | ROYAL SOUTH HANTS HOSPITAL | NICHOLSTOWN SURGERY | BLOOD PRESSURE MONITOR | M2 HEM-7121E | 20210143301VG | OMRON HEALTHCARE | PM | 1 | 8
14202 | ADDITION | SOL13714 | ROYAL SOUTH HANTS HOSPITAL | NICHOLSTOWN SURGERY | BLOOD PRESSURE MONITOR | M2 HEM-7121E | 20210143302VG | OMRON HEALTHCARE | PM | 1 | 8
14203 | ADDITION | SOL13715 | ROYAL SOUTH HANTS HOSPITAL | NICHOLSTOWN SURGERY | BLOOD PRESSURE MONITOR | M2 HEM-7121E | 20210143303VG | OMRON HEALTHCARE | PM | 1 | 8
14204 | ADDITION | SOL13716 | ROYAL SOUTH HANTS HOSPITAL | NICHOLSTOWN SURGERY | BLOOD PRESSURE MONITOR | M2 HEM-7121E | 20210143304VG | OMRON HEALTHCARE | PM | 1 | 8
14205 | ADDITION | SOL13717 | ROYAL SOUTH HANTS HOSPITAL | NICHOLSTOWN SURGERY | BLOOD PRESSURE MONITOR | M2 HEM-7121E | 20210143305VG | OMRON HEALTHCARE | PM | 1 | 8
14206 | ADDITION | SOL13718 | ROYAL SOUTH HANTS HOSPITAL | NICHOLSTOWN SURGERY | BLOOD PRESSURE MONITOR | M2 HEM-7121E | 20210110561VG | OMRON HEALTHCARE | PM | 1 | 8
14207 | ADDITION | SOL13719 | ROYAL SOUTH HANTS HOSPITAL | NICHOLSTOWN SURGERY | BLOOD PRESSURE MONITOR | M2 HEM-7121E | 20210110562VG | OMRON HEALTHCARE | PM | 1 | 8
14208 | ADDITION | SOL13720 | ROYAL SOUTH HANTS HOSPITAL | NICHOLSTOWN SURGERY | BLOOD PRESSURE MONITOR | M2 HEM-7121E | 20210110563VG | OMRON HEALTHCARE | PM | 1 | 8
14209 | ADDITION | SOL13721 | ROYAL SOUTH HANTS HOSPITAL | NICHOLSTOWN SURGERY | BLOOD PRESSURE MONITOR | M2 HEM-7121E | 20210110564VG | OMRON HEALTHCARE | PM | 1 | 8
14210 | ADDITION | SOL13722 | ROYAL SOUTH HANTS HOSPITAL | NICHOLSTOWN SURGERY | BLOOD PRESSURE MONITOR | M2 HEM-7121E | 20210110565VG | OMRON HEALTHCARE | PM | 1 | 8
14211 | ADDITION | SOL13723 | ROYAL SOUTH HANTS HOSPITAL | NICHOLSTOWN SURGERY | BLOOD PRESSURE MONITOR | M2 HEM-7121E | 20210110570VG | OMRON HEALTHCARE | PM | 1 | 8
14212 | ADDITION | SOL13724 | ROYAL SOUTH HANTS HOSPITAL | NICHOLSTOWN SURGERY | BLOOD PRESSURE MONITOR | M2 HEM-7121E | 20210110569VG | OMRON HEALTHCARE | PM | 1 | 8
14213 | ADDITION | SOL13725 | ROYAL SOUTH HANTS HOSPITAL | NICHOLSTOWN SURGERY | BLOOD PRESSURE MONITOR | M2 HEM-7121E | 20210110568VG | OMRON HEALTHCARE | PM | 1 | 8
14214 | ADDITION | SOL13726 | ROYAL SOUTH HANTS HOSPITAL | NICHOLSTOWN SURGERY | BLOOD PRESSURE MONITOR | M2 HEM-7121E | 20210110567VG | OMRON HEALTHCARE | PM | 1 | 8
14215 | ADDITION | SOL13727 | ROYAL SOUTH HANTS HOSPITAL | NICHOLSTOWN SURGERY | BLOOD PRESSURE MONITOR | M2 HEM-7121E | 20210110566VG | OMRON HEALTHCARE | PM | 1 | 8
14216 | ADDITION | SOL13728 | BITTERNE HEALTH CENTRE | COMMUNITY NURSING TEAM | DOPPLER | D900 | KA5-98-28644 | HUNTLEIGH HEALTHCARE | PM | 1 | 30
14217 | ADDITION | SOL13729 | BITTERNE HEALTH CENTRE | COMMUNITY NURSING TEAM | THERMOMETER | JXB-182 | M1220587923 | GUANGZHOU JINXINBAO | PM | 1 | 15
14218 | ADDITION | SOL13730 | BITTERNE HEALTH CENTRE | COMMUNITY NURSING TEAM | THERMOMETER | JXB-182 | M1220587925 | GUANGZHOU JINXINBAO | PM | 1 | 15
14219 | ADDITION | SOL13731 | BITTERNE HEALTH CENTRE | COMMUNITY NURSING TEAM | THERMOMETER | JXB-182 | M1220587921 | GUANGZHOU JINXINBAO | PM | 1 | 15
14220 | ADDITION | SOL13732 | BITTERNE HEALTH CENTRE | COMMUNITY NURSING TEAM | THERMOMETER | JXB-182 | M1220587922 | GUANGZHOU JINXINBAO | PM | 1 | 15
14221 | ADDITION | SOL13733 | BITTERNE HEALTH CENTRE | COMMUNITY NURSING TEAM | THERMOMETER | JXB-182 | M1220587914 | GUANGZHOU JINXINBAO | PM | 1 | 15
14222 | ADDITION | SOL13734 | BITTERNE HEALTH CENTRE | COMMUNITY NURSING TEAM | EAR IRRIGATOR | PROPULSE NG | 28-39850/2013 | MIRAGE HEALTH | PM | 1 | 30
14223 | ADDITION | SOL13735 | BITTERNE HEALTH CENTRE | COMMUNITY NURSING TEAM | PULSE OXIMETER | AM801 | LA202005040021130 | MED LINK (SHENZEN) | PM | 1 | 15
14224 | ADDITION | SOL13736 | BITTERNE HEALTH CENTRE | COMMUNITY NURSING TEAM | PULSE OXIMETER | AM801 | LA202005040021169 | MED LINK (SHENZEN) | PM | 1 | 15
14225 | ADDITION | SOL13737 | BITTERNE HEALTH CENTRE | COMMUNITY NURSING TEAM | PULSE OXIMETER | AM801 | LA202005040021211 | MED LINK (SHENZEN) | PM | 1 | 15
14226 | ADDITION | SOL13738 | BITTERNE HEALTH CENTRE | COMMUNITY NURSING TEAM | PULSE OXIMETER | AM801 | LA202005040021218 | MED LINK (SHENZEN) | PM | 1 | 15
14227 | ADDITION | SOL13739 | BITTERNE HEALTH CENTRE | COMMUNITY NURSING TEAM | PULSE OXIMETER | AM801 | LA202005040021522 | MED LINK (SHENZEN) | PM | 1 | 15
14228 | ADDITION | SOL13740 | BROADCAST HOUSE | COMMUNITY NURSING TEAM | GLUCOMETER | SD CODE FREE | M03TG02HAA1154 | SD BIOSENSOR | ASSET ONLY | 1 | NOT TO BE PRICED
14229 | ADDITION | SOL13741 | BROADCAST HOUSE | COMMUNITY NURSING TEAM | GLUCOMETER | SD CODE FREE | M03TG02HAA1148 | SD BIOSENSOR | ASSET ONLY | 1 | NOT TO BE PRICED
14230 | ADDITION | SOL13742 | BROADCAST HOUSE | COMMUNITY NURSING TEAM | GLUCOMETER | SD CODE FREE | M03TG02HAA1147 | SD BIOSENSOR | ASSET ONLY | 1 | NOT TO BE PRICED
14231 | ADDITION | SOL13743 | BROADCAST HOUSE | COMMUNITY NURSING TEAM | GLUCOMETER | SD CODE FREE | M03TG02HAA1136 | SD BIOSENSOR | ASSET ONLY | 1 | NOT TO BE PRICED
14232 | ADDITION | SOL13744 | BROADCAST HOUSE | COMMUNITY NURSING TEAM | GLUCOMETER | SD CODE FREE | M03TG02HAA1167 | SD BIOSENSOR | ASSET ONLY | 1 | NOT TO BE PRICED
14233 | ADDITION | SOL13745 | BROADCAST HOUSE | COMMUNITY NURSING TEAM | GLUCOMETER | SD CODE FREE | M03TG02HAA1115 | SD BIOSENSOR | ASSET ONLY | 1 | NOT TO BE PRICED
14234 | ADDITION | SOL13746 | BROADCAST HOUSE | COMMUNITY NURSING TEAM | GLUCOMETER | SD CODE FREE | M03TG02HAA1153 | SD BIOSENSOR | ASSET ONLY | 1 | NOT TO BE PRICED
14235 | ADDITION | SOL13747 | BROADCAST HOUSE | COMMUNITY NURSING TEAM | GLUCOMETER | SD CODE FREE | M03TG02HAA1152 | SD BIOSENSOR | ASSET ONLY | 1 | NOT TO BE PRICED
14236 | ADDITION | SOL13748 | BROADCAST HOUSE | COMMUNITY NURSING TEAM | GLUCOMETER | SD CODE FREE | M03TG02HAA1165 | SD BIOSENSOR | ASSET ONLY | 1 | NOT TO BE PRICED
14237 | ADDITION | SOL13749 | BROADCAST HOUSE | COMMUNITY NURSING TEAM | GLUCOMETER | SD CODE FREE | M03TG02HAA1125 | SD BIOSENSOR | ASSET ONLY | 1 | NOT TO BE PRICED
14238 | ADDITION | SOL13750 | BROADCAST HOUSE | COMMUNITY NURSING TEAM | GLUCOMETER | SD CODE FREE | M03TG02HAA1164 | SD BIOSENSOR | ASSET ONLY | 1 | NOT TO BE PRICED
14239 | ADDITION | SOL14001 | BITTERNE HEALTH CENTRE | SITE SERVICES-CONSULTING ROOM | PLINTH | 512E | 512EBS25210161B | PLINTH MEDICAL | PM | 1 | 45
14240 | ADDITION | SOL14002 | BITTERNE HEALTH CENTRE | SITE SERVICES-CONSULTING ROOM | PLINTH | 512E | 512EBS25210162B | PLINTH MEDICAL | PM | 1 | 45
14241 | ADDITION | SOL14003 | BITTERNE HEALTH CENTRE | SITE SERVICES-CONSULTING ROOM | PLINTH | 512E | 512EBS25210164B | PLINTH MEDICAL | PM | 1 | 45
14242 | ADDITION | SOL14004 | BITTERNE HEALTH CENTRE | SITE SERVICES-CONSULTING ROOM | PLINTH | 512E | 512EBS25210163B | PLINTH MEDICAL | PM | 1 | 45
14243 | ADDITION | SOL14005 | BITTERNE HEALTH CENTRE | SITE SERVICES-CONSULTING ROOM | PLINTH | A3231 | 4513 | ARJO HUNTLEIGH | PM | 1 | 45
14244 | ADDITION | SOL14006 | HYTHE HOSPITAL | COMMUNITY PAEDIATRIC MEDICAL SERVICES | PLINTH | 512E | 512EBS31210177B | PLINTH MEDICAL | PM | 1 | 45
14245 | ADDITION | SOL14015 | SEMBAL HOUSE | RAPID RESPONSE TEAM-OFFICE | GLUCOMETER | SD CODE FREE | M03TG02HAA1225 | SD BIOSENSOR | ASSET ONLY | 1 | NOT TO BE PRICED
14246 | ADDITION | SOL14016 | SEMBAL HOUSE | RAPID RESPONSE TEAM-OFFICE | GLUCOMETER | SD CODE FREE | M03TG02HAA1606 | SD BIOSENSOR | ASSET ONLY | 1 | NOT TO BE PRICED
14247 | ADDITION | SOL14017 | SEMBAL HOUSE | RAPID RESPONSE TEAM-OFFICE | GLUCOMETER | SD CODE FREE | M03TG02HAA1624 | SD BIOSENSOR | ASSET ONLY | 1 | NOT TO BE PRICED
14248 | ADDITION | SOL14018 | SEMBAL HOUSE | RAPID RESPONSE TEAM-OFFICE | GLUCOMETER | SD CODE FREE | M03TG02HAA1609 | SD BIOSENSOR | ASSET ONLY | 1 | NOT TO BE PRICED
14249 | ADDITION | SOL14019 | SEMBAL HOUSE | RAPID RESPONSE TEAM-OFFICE | GLUCOMETER | SD CODE FREE | M03TG02HAA1597 | SD BIOSENSOR | ASSET ONLY | 1 | NOT TO BE PRICED
14250 | ADDITION | SOL14020 | SEMBAL HOUSE | RAPID RESPONSE TEAM-OFFICE | GLUCOMETER | SD CODE FREE | M03TG02HAA1585 | SD BIOSENSOR | ASSET ONLY | 1 | NOT TO BE PRICED
14251 | ADDITION | SOL14021 | SEMBAL HOUSE | RAPID RESPONSE TEAM-OFFICE | GLUCOMETER | SD CODE FREE | M03TG02HAA1607 | SD BIOSENSOR | ASSET ONLY | 1 | NOT TO BE PRICED
14252 | ADDITION | SOL14022 | SEMBAL HOUSE | RAPID RESPONSE TEAM-OFFICE | GLUCOMETER | SD CODE FREE | M03TG02HAA1615 | SD BIOSENSOR | ASSET ONLY | 1 | NOT TO BE PRICED
14253 | ADDITION | SOL14023 | SEMBAL HOUSE | RAPID RESPONSE TEAM-OFFICE | GLUCOMETER | SD CODE FREE | M03TG02HAA1614 | SD BIOSENSOR | ASSET ONLY | 1 | NOT TO BE PRICED
14254 | ADDITION | SOL14024 | SEMBAL HOUSE | RAPID RESPONSE TEAM-OFFICE | GLUCOMETER | SD CODE FREE | M03TG02HAA1586 | SD BIOSENSOR | ASSET ONLY | 1 | NOT TO BE PRICED
14255 | ADDITION | SOL14025 | BROADCAST HOUSE | COMMUNITY NURSING TEAM | PULSE OXIMETER | MD300C29 | 20276906997 | CHOICE MEDICAL | PM | 1 | 15
14256 | ADDITION | SOL14026 | BROADCAST HOUSE | COMMUNITY NURSING TEAM | PULSE OXIMETER | MD300C29 | 202769906966 | CHOICE MEDICAL | PM | 1 | 15
14257 | ADDITION | SOL14027 | BROADCAST HOUSE | COMMUNITY NURSING TEAM | PULSE OXIMETER | MD300C29 | 202769906996 | CHOICE MEDICAL | PM | 1 | 15
14258 | ADDITION | SOL14028 | BROADCAST HOUSE | COMMUNITY NURSING TEAM | PULSE OXIMETER | MD300C29 | 202769906904 | CHOICE MEDICAL | PM | 1 | 15
14259 | ADDITION | SOL14029 | BROADCAST HOUSE | COMMUNITY NURSING TEAM | PULSE OXIMETER | MD300C29 | 20276906810 | CHOICE MEDICAL | PM | 1 | 15
14260 | ADDITION | SOL14030 | BROADCAST HOUSE | COMMUNITY NURSING TEAM | BLOOD PRESSURE MONITOR | DURASHOCK DS54 | 211029063339 | WELCH ALLYN | PM | 1 | 8
14261 | ADDITION | SOL14031 | BROADCAST HOUSE | COMMUNITY NURSING TEAM | BLOOD PRESSURE MONITOR | DURASHOCK DS54 | 211029085327 | WELCH ALLYN | PM | 1 | 8
14262 | ADDITION | SOL14032 | BROADCAST HOUSE | COMMUNITY NURSING TEAM | BLOOD PRESSURE MONITOR | DURASHOCK DS54 | 211029065258 | WELCH ALLYN | PM | 1 | 8
14263 | ADDITION | SOL14033 | BROADCAST HOUSE | COMMUNITY NURSING TEAM | BLOOD PRESSURE MONITOR | DURASHOCK DS54 | 211029082729 | WELCH ALLYN | PM | 1 | 8
14264 | ADDITION | SOL14034 | BROADCAST HOUSE | COMMUNITY NURSING TEAM | BLOOD PRESSURE MONITOR | DURASHOCK DS54 | 211029063239 | WELCH ALLYN | PM | 1 | 8
14265 | ADDITION | SOL14035 | BROADCAST HOUSE | COMMUNITY NURSING TEAM | BLOOD PRESSURE MONITOR | DURASHOCK DS54 | 211029061618 | WELCH ALLYN | PM | 1 | 8
14266 | ADDITION | SOL14043 | ST MARY'S COMMUNITY HEALTH CAMPUS | PHARMACY | MEDICAL FRIDGE | CMS400 | 852011020228PW | COOLMED | PM | 1 | 15
14267 | ADDITION | SOL14058 | WESTERN COMMUNITY HOSPITAL | SNOWDON WARD-MAIN BLOCK | WHEELCHAIR | REA AZALEA | 050550408028 | INVACARE | PM | 1 | 25
14268 | ADDITION | SOL14251 | BROADCAST HOUSE | COMMUNITY NURSING TEAM | GLUCOMETER | SD CODE FREE | M03TG02HAA1124 | SD BIOSENSOR | ASSET ONLY | 1 | NOT TO BE PRICED
14269 | ADDITION | SOL14252 | BROADCAST HOUSE | COMMUNITY NURSING TEAM | GLUCOMETER | SD CODE FREE | M03TG02HAA1161 | SD BIOSENSOR | ASSET ONLY | 1 | NOT TO BE PRICED
14270 | ADDITION | SOL14253 | BROADCAST HOUSE | COMMUNITY NURSING TEAM | GLUCOMETER | SD CODE FREE | M03TG02HAA1163 | SD BIOSENSOR | ASSET ONLY | 1 | NOT TO BE PRICED
14271 | ADDITION | SOL14254 | BROADCAST HOUSE | COMMUNITY NURSING TEAM | GLUCOMETER | SD CODE FREE | M03TG02HAA1155 | SD BIOSENSOR | ASSET ONLY | 1 | NOT TO BE PRICED
14272 | ADDITION | SOL14255 | ST JAMES HOSPITAL | THE LIMES-OAKDENE WARD | MEDICAL FRIDGE | PESR82UK | 10100152444410640 | LEC MEDICAL | PM | 1 | 15
14273 | ADDITION | SOL14256 | ST JAMES HOSPITAL | THE LIMES-BROOKER UNIT | MEDICAL FRIDGE | PPGR158UK | 10580714444410527 | LEC MEDICAL | PM | 1 | 15
14274 | ADDITION | SOL14257 | ST MARY'S COMMUNITY HEALTH CAMPUS | COMMUNITY NURSING TEAM | ASPIRATOR | LSU | 78192153211 | LAERDAL MEDICAL | PM | 1 | 25
14275 | ADDITION | SOL14258 | ST MARY'S COMMUNITY HEALTH CAMPUS | COMMUNITY NURSING TEAM | ASPIRATOR | LSU | 78222154100 | LAERDAL MEDICAL | PM | 1 | 25
14276 | ADDITION | SOL14259 | ST MARY'S COMMUNITY HEALTH CAMPUS | COMMUNITY NURSING TEAM | ABPI MONITOR | ABPI MDD | ME01V14-062110144 | MESI LTD | OEM-CONTRACT PM | 1 | 250
14277 | ADDITION | SOL14260 | ST MARY'S COMMUNITY HEALTH CAMPUS | COMMUNITY NURSING TEAM | ABPI MONITOR | ABPI MDD | ME01V14-062110143 | MESI LTD | OEM-CONTRACT PM | 1 | 250
14278 | ADDITION | SOL14261 | ST MARY'S COMMUNITY HEALTH CAMPUS | COMMUNITY NURSING TEAM | ABPI MONITOR | ABPI MDD | ME01V14-062110142 | MESI LTD | OEM-CONTRACT PM | 1 | 250
14279 | ADDITION | SOL14262 | ST JAMES HOSPITAL | SITE SERVICES-CORRIDOR | MEDICAL FRIDGE | PESR82UK | 10100129444410640 | LEC MEDICAL | PM | 1 | 15
14280 | ADDITION | SOL14263 | SEMBAL HOUSE | RAPID RESPONSE TEAM-OFFICE | THERMOMETER | DET-306 | SOL14263 | SHANGHAI INTERNATIONAL | PM | 1 | 15
14281 | ADDITION | SOL14264 | SEMBAL HOUSE | RAPID RESPONSE TEAM-OFFICE | THERMOMETER | DET-306 | SOL14264 | SHANGHAI INTERNATIONAL | PM | 1 | 15
14282 | ADDITION | SOL14265 | SEMBAL HOUSE | RAPID RESPONSE TEAM-OFFICE | THERMOMETER | DET-306 | SOL14265 | SHANGHAI INTERNATIONAL | PM | 1 | 15
14283 | ADDITION | SOL14266 | SEMBAL HOUSE | RAPID RESPONSE TEAM-OFFICE | THERMOMETER | DET-306 | SOL14266 | SHANGHAI INTERNATIONAL | PM | 1 | 15
14284 | ADDITION | SOL14267 | SEMBAL HOUSE | RAPID RESPONSE TEAM-OFFICE | THERMOMETER | DET-306 | SOL14267 | SHANGHAI INTERNATIONAL | PM | 1 | 15
14285 | ADDITION | SOL14268 | SEMBAL HOUSE | RAPID RESPONSE TEAM-OFFICE | THERMOMETER | DET-306 | SOL14268 | SHANGHAI INTERNATIONAL | PM | 1 | 15
14286 | ADDITION | SOL14269 | SEMBAL HOUSE | RAPID RESPONSE TEAM-OFFICE | THERMOMETER | DET-306 | SOL14269 | SHANGHAI INTERNATIONAL | PM | 1 | 15
14287 | ADDITION | SOL14270 | SEMBAL HOUSE | RAPID RESPONSE TEAM-OFFICE | THERMOMETER | DET-306 | SOL14270 | SHANGHAI INTERNATIONAL | PM | 1 | 15
14288 | ADDITION | SOL14271 | SEMBAL HOUSE | RAPID RESPONSE TEAM-OFFICE | THERMOMETER | DET-306 | SOL14271 | SHANGHAI INTERNATIONAL | PM | 1 | 15
14289 | ADDITION | SOL14272 | SEMBAL HOUSE | RAPID RESPONSE TEAM-OFFICE | THERMOMETER | DET-306 | SOL14272 | SHANGHAI INTERNATIONAL | PM | 1 | 15
14290 | ADDITION | SOL14273 | ROYAL SOUTH HANTS HOSPITAL | COMMUNITY NURSING TEAM | THERMOMETER | THERMOSCAN 6020 | 34418J05803 | BRAUN | PM | 1 | 15
14291 | ADDITION | SOL14274 | BITTERNE HEALTH CENTRE | EAST COMMUNITY INDEPENDENCE TEAM-WESTWOOD HOUSE | PULSE OXIMETER | MD300C29 | 202569973459 | CHOICE MEDICAL | PM | 1 | 15
14292 | ADDITION | SOL14275 | BITTERNE HEALTH CENTRE | EAST COMMUNITY INDEPENDENCE TEAM-WESTWOOD HOUSE | BLOOD PRESSURE MONITOR | UA-1020 | 5200501216 | A&D INSTRUMENTS | PM | 1 | 8
14293 | ADDITION | SOL14276 | BITTERNE HEALTH CENTRE | EAST COMMUNITY INDEPENDENCE TEAM-WESTWOOD HOUSE | BLOOD PRESSURE MONITOR | UA-1020 | 5200501219 | A&D INSTRUMENTS | PM | 1 | 8
14294 | ADDITION | SOL14277 | BITTERNE HEALTH CENTRE | EAST COMMUNITY INDEPENDENCE TEAM-WESTWOOD HOUSE | BLOOD PRESSURE MONITOR | UA-1020 | 5200501214 | A&D INSTRUMENTS | PM | 1 | 8
14295 | ADDITION | SOL14278 | BITTERNE HEALTH CENTRE | EAST COMMUNITY INDEPENDENCE TEAM-WESTWOOD HOUSE | THERMOMETER | IRT3030 | F3000158374 | B BRAUN MEDICAL | PM | 1 | 15
14296 | ADDITION | SOL14279 | BITTERNE HEALTH CENTRE | EAST COMMUNITY INDEPENDENCE TEAM-WESTWOOD HOUSE | THERMOMETER | IRT3030 | F3000158388 | B BRAUN MEDICAL | PM | 1 | 15
14297 | ADDITION | SOL14280 | BITTERNE HEALTH CENTRE | EAST COMMUNITY INDEPENDENCE TEAM-WESTWOOD HOUSE | THERMOMETER | IRT3030 | F3000158376 | B BRAUN MEDICAL | PM | 1 | 15
14298 | ADDITION | SOL14281 | BITTERNE HEALTH CENTRE | EAST COMMUNITY INDEPENDENCE TEAM-WESTWOOD HOUSE | PULSE OXIMETER | MD300C29 | 202869918649 | CHOICE MEDICAL | PM | 1 | 15
14299 | ADDITION | SOL14282 | BITTERNE HEALTH CENTRE | EAST COMMUNITY INDEPENDENCE TEAM-WESTWOOD HOUSE | PULSE OXIMETER | MD300C29 | 202869918644 | CHOICE MEDICAL | PM | 1 | 15
14300 | ADDITION | SOL14283 | BITTERNE HEALTH CENTRE | EAST COMMUNITY INDEPENDENCE TEAM-WESTWOOD HOUSE | PULSE OXIMETER | MD300C29 | 202869918648 | CHOICE MEDICAL | PM | 1 | 15
14301 | ADDITION | SOL14284 | BITTERNE HEALTH CENTRE | EAST COMMUNITY INDEPENDENCE TEAM-WESTWOOD HOUSE | PULSE OXIMETER | MD300C29 | 202869918643 | CHOICE MEDICAL | PM | 1 | 15
14302 | ADDITION | SOL14285 | SEMBAL HOUSE | RAPID RESPONSE TEAM-OFFICE | NEBULISER | INNOSPIRE DELUXE | 197313 | PHILIPS HEALTHCARE | PM | 1 | 15
14303 | ADDITION | SOL14286 | SEMBAL HOUSE | RAPID RESPONSE TEAM-OFFICE | NEBULISER | INNOSPIRE DELUXE | 197314 | PHILIPS HEALTHCARE | PM | 1 | 15
14304 | ADDITION | SOL14287 | ST MARY'S COMMUNITY HEALTH CAMPUS | COMMUNITY NURSING TEAM | ASPIRATOR | LSU | 78222154223 | LAERDAL MEDICAL | PM | 1 | 25
14305 | ADDITION | SOL14288 | ROYAL SOUTH HANTS HOSPITAL | COMMUNITY INDEPENDENCE SERVICE-LEVEL A | PULSE OXIMETER-FINGER | MD300C2 | 202509040225 | BEIJING CHOICE ELECTRONICS | PM | 1 | 55
14306 | ADDITION | SOL14289 | ROYAL SOUTH HANTS HOSPITAL | COMMUNITY INDEPENDENCE SERVICE-LEVEL A | THERMOMETER | JXB-182 | M12200500863 | GUANGZHOU JINXINBAO | PM | 1 | 15
14307 | ADDITION | SOL14290 | UNIT 6,SWAN CENTRE | SEXUAL HEALTH | PULSE OXIMETER-FINGER | MD300C19 | 204869802322 | BEIJING CHOICE ELECTRONICS | PM | 1 | 55
14308 | ADDITION | SOL14291 | UNIT 6,SWAN CENTRE | SEXUAL HEALTH | PULSE OXIMETER-FINGER | MD300C19 | 204869802329 | BEIJING CHOICE ELECTRONICS | PM | 1 | 55
14309 | ADDITION | SOL14292 | UNIT 6,SWAN CENTRE | SEXUAL HEALTH | PULSE OXIMETER-FINGER | MD300C19 | 204869802374 | BEIJING CHOICE ELECTRONICS | PM | 1 | 55
14310 | ADDITION | SOL14293 | ROYAL SOUTH HANTS HOSPITAL | SEXUAL HEALTH | MEDICAL FRIDGE | PESR107UK | 01100002444410629 | LEC MEDICAL | PM | 1 | 15
14311 | ADDITION | SOL14294 | SOLENT MEDICAL SERVICES | COMMUNITY WELLBEING TEAM | SCALES | 875 | 10000000744879 | SECA LTD | PM | 1 | 70
14312 | ADDITION | SOL14295 | SOLENT MEDICAL SERVICES | COMMUNITY WELLBEING TEAM | PULSE OXIMETER-FINGER | NONE | 14295 | BRAUN | PM | 1 | 55
14313 | ADDITION | SOL14296 | SOLENT MEDICAL SERVICES | COMMUNITY WELLBEING TEAM | BLOOD PRESSURE MONITOR | CALIBRA | 3668544 | MDF INSTRUMENTS | PM | 1 | 8
14314 | ADDITION | SOL14297 | SOLENT MEDICAL SERVICES | COMMUNITY WELLBEING TEAM | PULSE OXIMETER-FINGER | ANP100 | NFAI905109 | ANA WIZ LTD | PM | 1 | 55
14315 | ADDITION | SOL14298 | SOLENT MEDICAL SERVICES | COMMUNITY WELLBEING TEAM | BLOOD PRESSURE MONITOR | CALIBRA | 3668583 | MDF INSTRUMENTS | PM | 1 | 8
14316 | ADDITION | SOL14299 | SOLENT MEDICAL SERVICES | COMMUNITY WELLBEING TEAM | SCALES | 875 | 10000000744869 | SECA LTD | PM | 1 | 70
14317 | ADDITION | SOL14300 | SOLENT MEDICAL SERVICES | COMMUNITY WELLBEING TEAM | SCALES | 875 | 10000000744970 | SECA LTD | PM | 1 | 70
14318 | ADDITION | SOL14301 | WESTERN COMMUNITY HOSPITAL | SNOWDON WARD-MAIN BLOCK | PLINTH | ST2569-LNK-1WH | B7698 | SEERS MEDICAL | PM | 1 | 45
14319 | ADDITION | SOL14302 | ST CLEMENTS SURGERY | SEXUAL HEALTH | SCALES | 875 | 10000000363352 | SECA LTD | PM | 1 | 70
14320 | ADDITION | SOL14303 | ST MARY'S COMMUNITY HEALTH CAMPUS | PHYSIOTHERAPY-PHYSIOTHERAPY ROOM | PLINTH | 512H | 512HBS50200116B | PLINTH MEDICAL | PM | 1 | 45
14321 | ADDITION | SOL14304 | QUEEN ALEXANDRA HOSPITAL | REHABILITATION CENTRE-PHYSIOTHERAPY | EXERCISER-ROWING MACHINE | CONCEPT 2 | 530306716 | INDOOR POWER | PM | 1 | 45
14322 | ADDITION | SOL14305 | QUEEN ALEXANDRA HOSPITAL | REHABILITATION CENTRE-PHYSIOTHERAPY | EXERCISER-ROWING MACHINE | CONCEPT 2 | 530307816 | INDOOR POWER | PM | 1 | 45
14323 | ADDITION | SOL14306 | QUEEN ALEXANDRA HOSPITAL | REHABILITATION CENTRE-PHYSIOTHERAPY | EXERCISER-ROWING MACHINE | CONCEPT 2 | 431462510 | INDOOR POWER | PM | 1 | 45
14324 | ADDITION | SOL14307 | THORNHILL CENTRE FOR HEALTHY LIVING | COMMUNITY PAEDIATRIC MEDICAL SERVICES | BLOOD PRESSURE MONITOR | BK2012 | 14307 | BOKANG | PM | 1 | 8
14325 | ADDITION | SOL14308 | ST MARY'S COMMUNITY HEALTH CAMPUS | COMMUNITY NURSING TEAM | PULSE OXIMETER-FINGER | MD300C19 | 204869800856 | BEIJING CHOICE ELECTRONICS | PM | 1 | 55
14326 | ADDITION | SOL14309 | ST MARY'S COMMUNITY HEALTH CAMPUS | COMMUNITY NURSING TEAM | PULSE OXIMETER-FINGER | MD300C19 | 204869800870 | BEIJING CHOICE ELECTRONICS | PM | 1 | 55
14327 | ADDITION | SOL14310 | ST MARY'S COMMUNITY HEALTH CAMPUS | COMMUNITY NURSING TEAM | PULSE OXIMETER-FINGER | MD300C19 | 204869800806 | BEIJING CHOICE ELECTRONICS | PM | 1 | 55
14328 | ADDITION | SOL14311 | ST MARY'S COMMUNITY HEALTH CAMPUS | COMMUNITY NURSING TEAM | PULSE OXIMETER-FINGER | MD300C19 | 204869800880 | BEIJING CHOICE ELECTRONICS | PM | 1 | 55
14329 | ADDITION | SOL14312 | ST MARY'S COMMUNITY HEALTH CAMPUS | COMMUNITY NURSING TEAM | PULSE OXIMETER-FINGER | MD300C19 | 204869800886 | BEIJING CHOICE ELECTRONICS | PM | 1 | 55
14330 | ADDITION | SOL14313 | ST MARY'S COMMUNITY HEALTH CAMPUS | COMMUNITY NURSING TEAM | PULSE OXIMETER-FINGER | MD300C19 | 204869800882 | BEIJING CHOICE ELECTRONICS | PM | 1 | 55
14331 | ADDITION | SOL14314 | ST MARY'S COMMUNITY HEALTH CAMPUS | COMMUNITY NURSING TEAM | PULSE OXIMETER-FINGER | MD300C19 | 204869800869 | BEIJING CHOICE ELECTRONICS | PM | 1 | 55
14332 | ADDITION | SOL14315 | ST MARY'S COMMUNITY HEALTH CAMPUS | COMMUNITY NURSING TEAM | PULSE OXIMETER-FINGER | MD300C19 | 204869800881 | BEIJING CHOICE ELECTRONICS | PM | 1 | 55
14333 | ADDITION | SOL14316 | ST MARY'S COMMUNITY HEALTH CAMPUS | COMMUNITY NURSING TEAM | PULSE OXIMETER-FINGER | MD300C19 | 204869800830 | BEIJING CHOICE ELECTRONICS | PM | 1 | 55
14334 | ADDITION | SOL14317 | ST MARY'S COMMUNITY HEALTH CAMPUS | COMMUNITY NURSING TEAM | PULSE OXIMETER-FINGER | MD300C19 | 204869800896 | BEIJING CHOICE ELECTRONICS | PM | 1 | 55
14335 | ADDITION | SOL14318 | ST MARY'S COMMUNITY HEALTH CAMPUS | COMMUNITY NURSING TEAM | PULSE OXIMETER-FINGER | MD300C19 | 204869800805 | BEIJING CHOICE ELECTRONICS | PM | 1 | 55
14336 | ADDITION | SOL14319 | ST MARY'S COMMUNITY HEALTH CAMPUS | COMMUNITY NURSING TEAM | PULSE OXIMETER-FINGER | MD300C19 | 204869800873 | BEIJING CHOICE ELECTRONICS | PM | 1 | 55
14337 | ADDITION | SOL14320 | ST MARY'S COMMUNITY HEALTH CAMPUS | COMMUNITY NURSING TEAM | THERMOMETER | ET-100A | 14320 | SCIAN | PM | 1 | 15
14338 | ADDITION | SOL14321 | ST MARY'S COMMUNITY HEALTH CAMPUS | COMMUNITY NURSING TEAM | THERMOMETER | ET-100A | 14321 | SCIAN | PM | 1 | 15
14339 | ADDITION | SOL14322 | ST MARY'S COMMUNITY HEALTH CAMPUS | COMMUNITY NURSING TEAM | THERMOMETER | ET-100A | 14322 | SCIAN | PM | 1 | 15
14340 | ADDITION | SOL14323 | ST MARY'S COMMUNITY HEALTH CAMPUS | COMMUNITY NURSING TEAM | THERMOMETER | ET-100A | 14323 | SCIAN | PM | 1 | 15
14341 | ADDITION | SOL14324 | ST MARY'S COMMUNITY HEALTH CAMPUS | COMMUNITY NURSING TEAM | THERMOMETER | ET-100A | 14324 | SCIAN | PM | 1 | 15
14342 | ADDITION | SOL14325 | ST MARY'S COMMUNITY HEALTH CAMPUS | COMMUNITY NURSING TEAM | THERMOMETER | ET-100A | 14325 | SCIAN | PM | 1 | 15
14343 | ADDITION | SOL14326 | ST MARY'S COMMUNITY HEALTH CAMPUS | COMMUNITY NURSING TEAM | THERMOMETER | ET-100A | 14326 | SCIAN | PM | 1 | 15
14344 | ADDITION | SOL14327 | ST MARY'S COMMUNITY HEALTH CAMPUS | COMMUNITY NURSING TEAM | THERMOMETER | ET-100A | 14327 | SCIAN | PM | 1 | 15
14345 | ADDITION | SOL14328 | ST MARY'S COMMUNITY HEALTH CAMPUS | COMMUNITY NURSING TEAM | THERMOMETER | ET-100A | 14328 | SCIAN | PM | 1 | 15
14346 | ADDITION | SOL14329 | ST MARY'S COMMUNITY HEALTH CAMPUS | COMMUNITY NURSING TEAM | THERMOMETER | ET-100A | 14329 | SCIAN | PM | 1 | 15
14347 | ADDITION | SOL14330 | ST MARY'S COMMUNITY HEALTH CAMPUS | COMMUNITY NURSING TEAM | THERMOMETER | ET-100A | 14330 | SCIAN | PM | 1 | 15
14348 | ADDITION | SOL14331 | ST MARY'S COMMUNITY HEALTH CAMPUS | COMMUNITY NURSING TEAM | THERMOMETER | ET-100A | 14331 | SCIAN | PM | 1 | 15
14349 | ADDITION | SOL14332 | ST MARY'S COMMUNITY HEALTH CAMPUS | COMMUNITY NURSING TEAM | THERMOMETER | ET-100A | 14332 | SCIAN | PM | 1 | 15
14350 | ADDITION | SOL14333 | ST MARY'S COMMUNITY HEALTH CAMPUS | COMMUNITY NURSING TEAM | THERMOMETER | ET-100A | 14333 | SCIAN | PM | 1 | 15
14351 | ADDITION | SOL14334 | ST MARY'S COMMUNITY HEALTH CAMPUS | COMMUNITY NURSING TEAM | THERMOMETER | ET-100A | 14334 | SCIAN | PM | 1 | 15
14352 | ADDITION | SOL14335 | ST MARY'S COMMUNITY HEALTH CAMPUS | COMMUNITY NURSING TEAM | THERMOMETER | ET-100A | 14335 | SCIAN | PM | 1 | 15
14353 | ADDITION | SOL14336 | ST MARY'S COMMUNITY HEALTH CAMPUS | COMMUNITY NURSING TEAM | THERMOMETER | ET-100A | 14336 | SCIAN | PM | 1 | 15
14354 | ADDITION | SOL14337 | ST MARY'S COMMUNITY HEALTH CAMPUS | COMMUNITY NURSING TEAM | THERMOMETER | ET-100A | SOL14337 | SCIAN | PM | 1 | 15
14355 | ADDITION | SOL14338 | ST MARY'S COMMUNITY HEALTH CAMPUS | COMMUNITY NURSING TEAM | THERMOMETER | ET-100A | 14338 | SCIAN | PM | 1 | 15
14356 | ADDITION | SOL14339 | BITTERNE HEALTH CENTRE | IMMUNISATION TEAM | MEDICAL FRIDGE | CMS400 | 852009060203PW | COOLMED | PM | 1 | 15
14357 | ADDITION | SOL14341 | ST MARY'S COMMUNITY HEALTH CAMPUS | PHARMACY | MEDICAL FRIDGE | LSC119UK | 81080898444441790 | LEC MEDICAL | PM | 1 | 15
14358 | ADDITION | SOL14342 | ST MARY'S COMMUNITY HEALTH CAMPUS | THE TURNER CENTRE-HEART FAILURE TEAM | SPHYGMOMANOMETER | DS-5501-189 | 201028150728 | WELCH ALLYN | PM | 1 | 8
14359 | ADDITION | SOL14343 | ST MARY'S COMMUNITY HEALTH CAMPUS | THE TURNER CENTRE-HEART FAILURE TEAM | PULSE OXIMETER-FINGER | M70C | M01DE821741 | BIOLIGHT | PM | 1 | 55
14360 | ADDITION | SOL14344 | ST MARY'S COMMUNITY HEALTH CAMPUS | THE TURNER CENTRE-PULMONARY REHABILITATION | PULSE OXIMETER | MD300C29 | 202569979042 | CHOICE MEDICAL | PM | 1 | 15
14361 | ADDITION | SOL14345 | ST MARY'S COMMUNITY HEALTH CAMPUS | THE TURNER CENTRE-PULMONARY REHABILITATION | PULSE OXIMETER | MD300C29 | 202569979002 | CHOICE MEDICAL | PM | 1 | 15
14362 | ADDITION | SOL14346 | ST MARY'S COMMUNITY HEALTH CAMPUS | THE TURNER CENTRE-PULMONARY REHABILITATION | PULSE OXIMETER | MD300C29 | 202569979007 | CHOICE MEDICAL | PM | 1 | 15
14363 | ADDITION | SOL14347 | ST MARY'S COMMUNITY HEALTH CAMPUS | THE TURNER CENTRE-PULMONARY REHABILITATION | PULSE OXIMETER | MD300C29 | 202569979048 | CHOICE MEDICAL | PM | 1 | 15
14364 | ADDITION | SOL14348 | ST MARY'S COMMUNITY HEALTH CAMPUS | THE TURNER CENTRE-PULMONARY REHABILITATION | PULSE OXIMETER | MD300C29 | 202569979045 | CHOICE MEDICAL | PM | 1 | 15
14365 | ADDITION | SOL14349 | ST MARY'S COMMUNITY HEALTH CAMPUS | THE TURNER CENTRE-PULMONARY REHABILITATION | PULSE OXIMETER | MD300C29 | 202569979044 | CHOICE MEDICAL | PM | 1 | 15
14366 | ADDITION | SOL14350 | ST MARY'S COMMUNITY HEALTH CAMPUS | THE TURNER CENTRE-PULMONARY REHABILITATION | PULSE OXIMETER | MD300C29 | 202569979003 | CHOICE MEDICAL | PM | 1 | 15
14367 | ADDITION | SOL14351 | ST MARY'S COMMUNITY HEALTH CAMPUS | THE TURNER CENTRE-PULMONARY REHABILITATION | PULSE OXIMETER | MD300C29 | 202569979001 | CHOICE MEDICAL | PM | 1 | 15
14368 | ADDITION | SOL14352 | ST MARY'S COMMUNITY HEALTH CAMPUS | THE TURNER CENTRE-PULMONARY REHABILITATION | PULSE OXIMETER | MD300C29 | 202569979049 | CHOICE MEDICAL | PM | 1 | 15
14369 | ADDITION | SOL14353 | ST MARY'S COMMUNITY HEALTH CAMPUS | THE TURNER CENTRE-PULMONARY REHABILITATION | PULSE OXIMETER | MD300C29 | 202569979006 | CHOICE MEDICAL | PM | 1 | 15
14370 | ADDITION | SOL14354 | ST MARY'S COMMUNITY HEALTH CAMPUS | THE TURNER CENTRE-PULMONARY REHABILITATION | PULSE OXIMETER | MD300C29 | 202569979046 | CHOICE MEDICAL | PM | 1 | 15
14371 | ADDITION | SOL14355 | ST MARY'S COMMUNITY HEALTH CAMPUS | THE TURNER CENTRE-PULMONARY REHABILITATION | THERMOMETER | ET-100A | 14355 | SCIAN | PM | 1 | 15
14372 | ADDITION | SOL14356 | ST MARY'S COMMUNITY HEALTH CAMPUS | THE TURNER CENTRE-PULMONARY REHABILITATION | BLOOD PRESSURE MONITOR | UA-767 PBT | 5180203054 | A&D INSTRUMENTS | PM | 1 | 8
14373 | ADDITION | SOL14357 | ST MARY'S COMMUNITY HEALTH CAMPUS | PORTSMOUTH REHAB AND REABLEMENT TEAM - PRRT | PULSE OXIMETER-HANDHELD | PM-60 | CR-1B252775 | MINDRAY LTD | PM | 1 | 55
14374 | ADDITION | SOL14358 | ST MARY'S COMMUNITY HEALTH CAMPUS | PORTSMOUTH REHAB AND REABLEMENT TEAM - PRRT | ECG MACHINE | CT8000i-2 | 1071.000655 | SECA LTD | PM | 1 | 88
14375 | ADDITION | SOL14359 | QUEEN ALEXANDRA HOSPITAL | REHABILITATION CENTRE-PHYSIOTHERAPY | EXERCISER-BICYCLE | UNICAM CARDIAC CARE 927 E | WBK308779R | MONARKS | PM | 1 | 25
14376 | ADDITION | SOL14360 | QUEEN ALEXANDRA HOSPITAL | REHABILITATION CENTRE-PHYSIOTHERAPY | EXERCISER-BICYCLE | UNICAM CARDIAC CARE 927 E | WBK308780R | MONARKS | PM | 1 | 25
14377 | ADDITION | SOL14361 | BETTER CARE CENTRE | CHILD AND ADOLESCENT MHS-LEVEL 1 | THERMOMETER | ET-100A | 14361 | SCIAN | PM | 1 | 15
14378 | ADDITION | SOL14362 | BETTER CARE CENTRE | CHILD AND ADOLESCENT MHS-LEVEL 1 | THERMOMETER | ET-100A | 14362 | SCIAN | PM | 1 | 15
14379 | ADDITION | SOL14363 | BETTER CARE CENTRE | CHILD AND ADOLESCENT MHS-LEVEL 1 | BLOOD PRESSURE MONITOR | M3 COMFORT | 202107003330V | OMRON HEALTHCARE | PM | 1 | 8
14380 | ADDITION | SOL14364 | BETTER CARE CENTRE | CHILD AND ADOLESCENT MHS-LEVEL 1 | BLOOD PRESSURE MONITOR | M3 COMFORT | 202107003271V | OMRON HEALTHCARE | PM | 1 | 8
14381 | ADDITION | SOL14365 | SEMBAL HOUSE | RAPID RESPONSE TEAM-OFFICE | THERMOMETER | DET-306 | 14365 | SEJOY HEALTHCARE | PM | 1 | 15
14382 | ADDITION | SOL14366 | SEMBAL HOUSE | RAPID RESPONSE TEAM-OFFICE | THERMOMETER | DET-306 | 14366 | SEJOY HEALTHCARE | PM | 1 | 15
14383 | ADDITION | SOL14367 | SEMBAL HOUSE | RAPID RESPONSE TEAM-OFFICE | THERMOMETER | DET-306 | 14367 | SEJOY HEALTHCARE | PM | 1 | 15
14384 | ADDITION | SOL14368 | SEMBAL HOUSE | RAPID RESPONSE TEAM-OFFICE | THERMOMETER | DET-306 | 14368 | SEJOY HEALTHCARE | PM | 1 | 15
14385 | ADDITION | SOL14369 | SEMBAL HOUSE | RAPID RESPONSE TEAM-OFFICE | THERMOMETER | DET-306 | 14369 | SEJOY HEALTHCARE | PM | 1 | 15
14386 | ADDITION | SOL14370 | SEMBAL HOUSE | RAPID RESPONSE TEAM-OFFICE | THERMOMETER | DET-306 | 14370 | SEJOY HEALTHCARE | PM | 1 | 15
14387 | ADDITION | SOL14371 | SEMBAL HOUSE | RAPID RESPONSE TEAM-OFFICE | THERMOMETER | DET-306 | 14371 | SEJOY HEALTHCARE | PM | 1 | 15
14388 | ADDITION | SOL14372 | SEMBAL HOUSE | RAPID RESPONSE TEAM-OFFICE | THERMOMETER | DET-306 | 14372 | SEJOY HEALTHCARE | PM | 1 | 15
14389 | ADDITION | SOL14373 | SEMBAL HOUSE | RAPID RESPONSE TEAM-OFFICE | THERMOMETER | DET-306 | 14373 | SEJOY HEALTHCARE | PM | 1 | 15
14390 | ADDITION | SOL14374 | SEMBAL HOUSE | RAPID RESPONSE TEAM-OFFICE | THERMOMETER | DET-306 | 14374 | SEJOY HEALTHCARE | PM | 1 | 15
14391 | ADDITION | SOL14375 | SEMBAL HOUSE | RAPID RESPONSE TEAM-OFFICE | THERMOMETER | DET-306 | 14375 | SEJOY HEALTHCARE | PM | 1 | 15
14392 | ADDITION | SOL14376 | SEMBAL HOUSE | RAPID RESPONSE TEAM-OFFICE | THERMOMETER | DET-306 | 14376 | SEJOY HEALTHCARE | PM | 1 | 15
14393 | ADDITION | SOL14377 | SEMBAL HOUSE | RAPID RESPONSE TEAM-OFFICE | THERMOMETER | DET-306 | 14377 | SEJOY HEALTHCARE | PM | 1 | 15
14394 | ADDITION | SOL14378 | SEMBAL HOUSE | RAPID RESPONSE TEAM-OFFICE | THERMOMETER | DET-306 | 14378 | SEJOY HEALTHCARE | PM | 1 | 15
14395 | ADDITION | SOL14379 | SEMBAL HOUSE | RAPID RESPONSE TEAM-OFFICE | THERMOMETER | DET-306 | 14379 | SEJOY HEALTHCARE | PM | 1 | 15
14396 | ADDITION | SOL14380 | SEMBAL HOUSE | RAPID RESPONSE TEAM-OFFICE | THERMOMETER | DET-306 | 14380 | SEJOY HEALTHCARE | PM | 1 | 15
14397 | ADDITION | SOL14381 | SEMBAL HOUSE | RAPID RESPONSE TEAM-OFFICE | THERMOMETER | DET-306 | 14381 | SEJOY HEALTHCARE | PM | 1 | 15
14398 | ADDITION | SOL14382 | SEMBAL HOUSE | RAPID RESPONSE TEAM-OFFICE | THERMOMETER | DET-306 | 14382 | SEJOY HEALTHCARE | PM | 1 | 15
14399 | ADDITION | SOL14383 | SEMBAL HOUSE | RAPID RESPONSE TEAM-OFFICE | THERMOMETER | DET-306 | SOL14383 | SEJOY HEALTHCARE | PM | 1 | 15
14400 | ADDITION | SOL14384 | SEMBAL HOUSE | RAPID RESPONSE TEAM-OFFICE | THERMOMETER | DET-306 | 14384 | SEJOY HEALTHCARE | PM | 1 | 15
14401 | ADDITION | SOL14385 | SEMBAL HOUSE | RAPID RESPONSE TEAM-OFFICE | THERMOMETER | DET-306 | 14385 | SEJOY HEALTHCARE | PM | 1 | 15
14402 | ADDITION | SOL14386 | SEMBAL HOUSE | RAPID RESPONSE TEAM-OFFICE | THERMOMETER | DET-306 | 14386 | SEJOY HEALTHCARE | PM | 1 | 15
14403 | ADDITION | SOL14387 | SEMBAL HOUSE | RAPID RESPONSE TEAM-OFFICE | THERMOMETER | DET-306 | 14387 | SEJOY HEALTHCARE | PM | 1 | 15
14404 | ADDITION | SOL14388 | SEMBAL HOUSE | RAPID RESPONSE TEAM-OFFICE | THERMOMETER | DET-306 | 14388 | SEJOY HEALTHCARE | PM | 1 | 15
14405 | ADDITION | SOL14389 | SEMBAL HOUSE | RAPID RESPONSE TEAM-OFFICE | THERMOMETER | DET-306 | 14389 | SEJOY HEALTHCARE | PM | 1 | 15
14406 | ADDITION | SOL14390 | SEMBAL HOUSE | RAPID RESPONSE TEAM-OFFICE | THERMOMETER | DET-306 | 14390 | SEJOY HEALTHCARE | PM | 1 | 15
14407 | ADDITION | SOL14391 | SEMBAL HOUSE | RAPID RESPONSE TEAM-OFFICE | THERMOMETER | DET-306 | 14391 | SEJOY HEALTHCARE | PM | 1 | 15
14408 | ADDITION | SOL14392 | SEMBAL HOUSE | RAPID RESPONSE TEAM-OFFICE | THERMOMETER | DET-306 | 14392 | SEJOY HEALTHCARE | PM | 1 | 15
14409 | ADDITION | SOL14393 | SEMBAL HOUSE | RAPID RESPONSE TEAM-OFFICE | THERMOMETER | DET-306 | 14393 | SEJOY HEALTHCARE | PM | 1 | 15
14410 | ADDITION | SOL14394 | SEMBAL HOUSE | RAPID RESPONSE TEAM-OFFICE | THERMOMETER | DET-306 | 14394 | SEJOY HEALTHCARE | PM | 1 | 15
14411 | ADDITION | SOL14395 | SEMBAL HOUSE | RAPID RESPONSE TEAM-OFFICE | THERMOMETER | DET-306 | 14395 | SEJOY HEALTHCARE | PM | 1 | 15
14412 | ADDITION | SOL14396 | SEMBAL HOUSE | RAPID RESPONSE TEAM-OFFICE | THERMOMETER | DET-306 | 14396 | SEJOY HEALTHCARE | PM | 1 | 15
14413 | ADDITION | SOL14397 | SEMBAL HOUSE | RAPID RESPONSE TEAM-OFFICE | THERMOMETER | DET-306 | 14397 | SEJOY HEALTHCARE | PM | 1 | 15
14414 | ADDITION | SOL14398 | SEMBAL HOUSE | RAPID RESPONSE TEAM-OFFICE | THERMOMETER | DET-306 | 14398 | SEJOY HEALTHCARE | PM | 1 | 15
14415 | ADDITION | SOL14399 | SEMBAL HOUSE | RAPID RESPONSE TEAM-OFFICE | THERMOMETER | DET-306 | 14399 | SEJOY HEALTHCARE | PM | 1 | 15
14416 | ADDITION | SOL14400 | SEMBAL HOUSE | RAPID RESPONSE TEAM-OFFICE | THERMOMETER | DET-306 | 14400 | SEJOY HEALTHCARE | PM | 1 | 15
14417 | ADDITION | SOL14401 | SEMBAL HOUSE | RAPID RESPONSE TEAM-OFFICE | THERMOMETER | DET-306 | 14401 | SEJOY HEALTHCARE | PM | 1 | 15
14418 | ADDITION | SOL14402 | SEMBAL HOUSE | RAPID RESPONSE TEAM-OFFICE | THERMOMETER | DET-306 | 14402 | SEJOY HEALTHCARE | PM | 1 | 15
14419 | ADDITION | SOL14403 | SEMBAL HOUSE | RAPID RESPONSE TEAM-OFFICE | THERMOMETER | DET-306 | 14403 | SEJOY HEALTHCARE | PM | 1 | 15
14420 | ADDITION | SOL14404 | SEMBAL HOUSE | RAPID RESPONSE TEAM-OFFICE | THERMOMETER | DET-306 | 14404 | SEJOY HEALTHCARE | PM | 1 | 15
14421 | ADDITION | SOL14405 | SEMBAL HOUSE | RAPID RESPONSE TEAM-OFFICE | THERMOMETER | DET-306 | 14405 | SEJOY HEALTHCARE | PM | 1 | 15
14422 | ADDITION | SOL14406 | SEMBAL HOUSE | RAPID RESPONSE TEAM-OFFICE | THERMOMETER | DET-306 | 14406 | SEJOY HEALTHCARE | PM | 1 | 15
14423 | ADDITION | SOL14407 | SEMBAL HOUSE | RAPID RESPONSE TEAM-OFFICE | THERMOMETER | DET-306 | 14407 | SEJOY HEALTHCARE | PM | 1 | 15
14424 | ADDITION | SOL14408 | SEMBAL HOUSE | RAPID RESPONSE TEAM-OFFICE | THERMOMETER | DET-306 | 14408 | SEJOY HEALTHCARE | PM | 1 | 15
14425 | ADDITION | SOL14409 | SEMBAL HOUSE | RAPID RESPONSE TEAM-OFFICE | THERMOMETER | DET-306 | 14409 | SEJOY HEALTHCARE | PM | 1 | 15
14426 | ADDITION | SOL14410 | SEMBAL HOUSE | RAPID RESPONSE TEAM-OFFICE | THERMOMETER | DET-306 | 14410 | SEJOY HEALTHCARE | PM | 1 | 15
14427 | ADDITION | SOL14411 | SEMBAL HOUSE | RAPID RESPONSE TEAM-OFFICE | THERMOMETER | DET-306 | 14411 | SEJOY HEALTHCARE | PM | 1 | 15
14428 | ADDITION | SOL14412 | SEMBAL HOUSE | RAPID RESPONSE TEAM-OFFICE | THERMOMETER | DET-306 | 14412 | SEJOY HEALTHCARE | PM | 1 | 15
14429 | ADDITION | SOL14413 | BETTER CARE CENTRE | CHILD AND ADOLESCENT MHS-LEVEL 1 | SCALES | 899 | 10000000713614 | SECA LTD | PM | 1 | 70
14430 | ADDITION | SOL14414 | BETTER CARE CENTRE | CHILD AND ADOLESCENT MHS-LEVEL 1 | SCALES | 899 | 10000000713601 | SECA LTD | PM | 1 | 70
14431 | ADDITION | SOL14415 | ADELAIDE HEALTH CENTRE | PHYSIOTHERAPY-GROUND FLOOR | EXERCISER-BICYCLE | UNICAM CARDIAC CARE 927 E | WBK308782R | MONARKS | PM | 1 | 25
14432 | ADDITION | SOL14416 | ADELAIDE HEALTH CENTRE | PHYSIOTHERAPY-GROUND FLOOR | EXERCISER-BICYCLE | UNICAM CARDIAC CARE 927 E | WBK308774R | MONARKS | PM | 1 | 25
14433 | ADDITION | SOL14417 | ADELAIDE HEALTH CENTRE | PHYSIOTHERAPY-GROUND FLOOR | EXERCISER-ROWING MACHINE | CONCEPT 2 ROWER | 431500898 | TECHNOG | PM | 1 | 45
14434 | ADDITION | SOL14501 | ST MARY'S COMMUNITY HEALTH CAMPUS | COMMUNITY NURSING TEAM | BLOOD PRESSURE MONITOR | UA-767 | 5091100677 | A&D INSTRUMENTS | PM | 1 | 8
14435 | ADDITION | SOL14502 | ST MARY'S COMMUNITY HEALTH CAMPUS | COMMUNITY NURSING TEAM | PULSE OXIMETER-FINGER | MD300C2 | 151402000127 | BEIJING CHOICE ELECTRONICS | PM | 1 | 55
14436 | ADDITION | SOL14503 | ST MARY'S COMMUNITY HEALTH CAMPUS | COMMUNITY NURSING TEAM | DOPPLER | D900 | 900LX0166332-14 | HUNTLEIGH HEALTHCARE | PM | 1 | 30
14437 | ADDITION | SOL14504 | ST MARY'S COMMUNITY HEALTH CAMPUS | COMMUNITY NURSING TEAM | BLOOD PRESSURE MONITOR | ACCOSON | 19070368 | ACCOSON | PM | 1 | 8
14438 | ADDITION | SOL14505 | ST MARY'S COMMUNITY HEALTH CAMPUS | COMMUNITY NURSING TEAM | PULSE OXIMETER-FINGER | MD300C2 | 191544200892 | BEIJING CHOICE ELECTRONICS | PM | 1 | 55
14439 | ADDITION | SOL14506 | ST MARY'S COMMUNITY HEALTH CAMPUS | COMMUNITY NURSING TEAM | PULSE OXIMETER-FINGER | MD300C19 | 204669846909 | BEIJING CHOICE ELECTRONICS | PM | 1 | 55
14440 | ADDITION | SOL14507 | ST MARY'S COMMUNITY HEALTH CAMPUS | COMMUNITY NURSING TEAM | PULSE OXIMETER-FINGER | MD300C19 | 204669846992 | BEIJING CHOICE ELECTRONICS | PM | 1 | 55
14441 | ADDITION | SOL14508 | ST MARY'S COMMUNITY HEALTH CAMPUS | COMMUNITY NURSING TEAM | BLOOD PRESSURE MONITOR | UA-1020-W | 5201100538 | A&D INSTRUMENTS | PM | 1 | 8
14442 | ADDITION | SOL14509 | ST MARY'S COMMUNITY HEALTH CAMPUS | COMMUNITY NURSING TEAM | BLOOD PRESSURE MONITOR | UA-1020-W | 5201100537 | A&D INSTRUMENTS | PM | 1 | 8
14443 | ADDITION | SOL14510 | ST MARY'S COMMUNITY HEALTH CAMPUS | COMMUNITY NURSING TEAM | BLOOD PRESSURE MONITOR | UA-1020-W | 5201000071 | A&D INSTRUMENTS | PM | 1 | 8
14444 | ADDITION | SOL14511 | ST MARY'S COMMUNITY HEALTH CAMPUS | COMMUNITY NURSING TEAM | BLOOD PRESSURE MONITOR | DB32 | YX498023 | TRULY INSTRUMENTS | PM | 1 | 8
14445 | ADDITION | SOL14512 | ALDERSHOT CENTRE FOR HEALTH | SEXUAL HEALTH-CONSULTING ROOM 6 | BLOOD PRESSURE MONITOR | M2 HEM-7121E | 20210214009VG | OMRON HEALTHCARE | PM | 1 | 8
14446 | ADDITION | SOL14513 | ALDERSHOT CENTRE FOR HEALTH | SEXUAL HEALTH-CONSULTING ROOM 6 | SCALES | 875 | 10000000606853 | SECA LTD | PM | 1 | 70
14447 | ADDITION | SOL14514 | JUBILEE HOUSE | INPATIENT UNIT-END OF LIFE CARE | COMMODE | VERNACHAIR | 14514 | VERNACARE | PM | 1 | 15
14448 | ADDITION | SOL14515 | JUBILEE HOUSE | INPATIENT UNIT-END OF LIFE CARE | COMMODE | VERNACHAIR | 14515 | VERNACARE | PM | 1 | 15
14449 | ADDITION | SOL14516 | JUBILEE HOUSE | INPATIENT UNIT-END OF LIFE CARE | COMMODE | VERNACHAIR | 14516 | VERNACARE | PM | 1 | 15
14450 | ADDITION | SOL14517 | JUBILEE HOUSE | INPATIENT UNIT-END OF LIFE CARE | COMMODE | VERNACHAIR | 14517 | VERNACARE | PM | 1 | 15
14451 | ADDITION | SOL14518 | JUBILEE HOUSE | INPATIENT UNIT-END OF LIFE CARE | COMMODE | VERNACHAIR | 14518 | VERNACARE | PM | 1 | 15
14452 | ADDITION | SOL14519 | ADELAIDE HEALTH CENTRE | SITE SERVICES-CORRIDOR | PATIENT TRANSFER AID | SARA STEADY | 300472130 | ARJO HUNTLEIGH | PM | 1 | 70
14453 | ADDITION | SOL14520 | ADELAIDE HEALTH CENTRE | SITE SERVICES-CORRIDOR | HOIST-STANDING | JOURNEY 155 | 14520 | JOERNS | OEM-MEDACO | 1 | 90
14454 | ADDITION | SOL14521 | ADELAIDE HEALTH CENTRE | SITE SERVICES-CORRIDOR | PATIENT TRANSFER AID | MOLIFT | 14521 | ETAC | PM | 1 | 70
14455 | ADDITION | SOL15001 | RODNEY ROAD | SITE SERVICES-STORE ROOM | ECG MACHINE | PAGEWRITER TC50 | CN12143884 | PHILIPS HEALTHCARE | PM | 1 | 88
14456 | ADDITION | SOL15002 | RODNEY ROAD | SITE SERVICES-STORE ROOM | ECG MACHINE | PAGEWRITER TC50 | CN12143882 | PHILIPS HEALTHCARE | PM | 1 | 88
14457 | ADDITION | SOL15003 | ROYAL SOUTH HANTS HOSPITAL | FANSHAWE WARD | ECG MACHINE | PAGEWRITER TC50 | CN12143883 | PHILIPS HEALTHCARE | PM | 1 | 88
14458 | ADDITION | SOL15004 | ST MARY'S COMMUNITY HEALTH CAMPUS | COMMUNITY NURSING TEAM | GLUCOMETER | JAZZ | SOL15004 | AGAMATRIX | ASSET ONLY | 1 | NOT TO BE PRICED
14459 | ADDITION | SOL15005 | ST MARY'S COMMUNITY HEALTH CAMPUS | COMMUNITY NURSING TEAM | GLUCOMETER | JAZZ | SOL15005 | AGAMATRIX | ASSET ONLY | 1 | NOT TO BE PRICED
14460 | ADDITION | SOL15006 | ST MARY'S COMMUNITY HEALTH CAMPUS | COMMUNITY NURSING TEAM | GLUCOMETER | JAZZ | SOL15006 | AGAMATRIX | ASSET ONLY | 1 | NOT TO BE PRICED
14461 | ADDITION | SOL15007 | ST MARY'S COMMUNITY HEALTH CAMPUS | COMMUNITY NURSING TEAM | GLUCOMETER | JAZZ | SOL15007 | AGAMATRIX | ASSET ONLY | 1 | NOT TO BE PRICED
14462 | ADDITION | SOL15008 | ST MARY'S COMMUNITY HEALTH CAMPUS | COMMUNITY NURSING TEAM | THERMOMETER | ACT8000 | 2310023 | ZEAL | PM | 1 | 15
14463 | ADDITION | SOL15009 | ST MARY'S COMMUNITY HEALTH CAMPUS | SPINNAKER WARD | THERMOMETER | ET-100A | SOL15009 | SCIAN | PM | 1 | 15
14464 | ADDITION | SOL15010 | ST MARY'S COMMUNITY HEALTH CAMPUS | SPINNAKER WARD | THERMOMETER | ET-100A | SOL15010 | SCIAN | PM | 1 | 15
14465 | ADDITION | SOL15011 | ST MARY'S COMMUNITY HEALTH CAMPUS | SPINNAKER WARD | THERMOMETER | JXB-182 | M12200587662 | BERRCOM | PM | 1 | 15
14466 | ADDITION | SOL15012 | ST MARY'S COMMUNITY HEALTH CAMPUS | ADULT MENTAL HEALTH DEPARTMENT | THERMOMETER | GENTLE TEMP 510 | 20151000223UF | OMRON HEALTHCARE | PM | 1 | 15
14467 | ADDITION | SOL15013 | ST MARY'S COMMUNITY HEALTH CAMPUS | ADULT MENTAL HEALTH DEPARTMENT | THERMOMETER | BK8005 | SOL15013 | BOKANG | PM | 1 | 15
14468 | ADDITION | SOL15014 | ST MARY'S COMMUNITY HEALTH CAMPUS | ADULT MENTAL HEALTH DEPARTMENT | THERMOMETER | GENTLE TEMP 510 | 20151000230UF | OMRON HEALTHCARE | PM | 1 | 15
14469 | ADDITION | SOL15023 | ST MARY'S COMMUNITY HEALTH CAMPUS | THE TURNER CENTRE-HOME OXYGEN TEAM | PULSE OXIMETER | MD300C29 | 202569979008 | CHOICE MEDICAL | PM | 1 | 15
14470 | ADDITION | SOL15027 | ST MARY'S COMMUNITY HEALTH CAMPUS | PHYSIOTHERAPY-GYM | EXERCISER-ROWING MACHINE | CONCEPT 2 | 431499216 | INDOOR POWER | PM | 1 | 45
14471 | ADDITION | SOL15028 | ST MARY'S COMMUNITY HEALTH CAMPUS | PHYSIOTHERAPY-GYM | EXERCISER-MULTIGYM | NONE | 202109231 | BODYCRAFT | PM | 1 | 65
14472 | ADDITION | SOL15029 | ST MARY'S COMMUNITY HEALTH CAMPUS | PHYSIOTHERAPY-GYM | EXERCISER-ROWING MACHINE | CONCEPT 2 | 431410126 | INDOOR POWER | PM | 1 | 45
14473 | ADDITION | SOL15030 | ST MARY'S COMMUNITY HEALTH CAMPUS | PHYSIOTHERAPY-GYM | EXERCISER-BICYCLE | CARDIO CARE 927E | WBK308781R | CARDIAC SCIENCE | PM | 1 | 25
14474 | ADDITION | SOL1961 | EASTNEY HEALTH CENTRE | DENTAL-STORE ROOM | DEFIBRILLATOR-AED | HEARTSTART FR2 | 411891871 | PHILIPS HEALTHCARE | ASSET ONLY | 5 | NOT TO BE PRICED
14475 | ADDITION | SOL3762 | SOLENT MEDICAL SERVICES | COMMUNITY WELLBEING TEAM | THERMOMETER | THERMOSCAN IRT 6020 | 02221K00526 | BRAUN | PM | 1 | 15
14476 | ADDITION | SOL5168 | JUBILEE HOUSE | PALLIATIVE CARE-FIRST FLOOR | PULSE OXIMETER-FINGER | MD300C2 | 175003900526 | BEIJING CHOICE ELECTRONICS | PM | 1 | 55
14477 | ADDITION | SOL5194 | ADELAIDE HEALTH CENTRE | CHILDREN COMMUNITY NURSING TEAM-LEVEL 2 | NEBULISER | AC2000 | 5194 | MEDIX | PM | 1 | 15
14478 | ADDITION | SOL5920 | ST MARY'S COMMUNITY HEALTH CAMPUS | COMMUNITY NURSING TEAM | THERMOMETER | ET-100A | 5920 | SCIAN | PM | 1 | 15
14479 | ADDITION | SOL6592 | ANDOVER HEALTH CENTRE | DENTAL-DENTAL CLINIC | DENTAL SCAVENGING UNIT | MINISCAV | 09/298 | RA MEDICAL | ASSET ONLY | 5 | NOT TO BE PRICED
14480 | ADDITION | SOL6594 | ANDOVER HEALTH CENTRE | DENTAL-DENTAL CLINIC | DENTAL SCAVENGING UNIT | MINISCAV | UK-1368 | RA MEDICAL | ASSET ONLY | 5 | NOT TO BE PRICED
14481 | ADDITION | SOL6595 | ANDOVER HEALTH CENTRE | DENTAL-DENTAL CLINIC | DENTAL UNIT | DU893 | 8903 | QUDENT | OEM-AIH | 1 | 125
14482 | ADDITION | SOL6741 | ADELAIDE HEALTH CENTRE | PODIATRY-PODIATRY CLINIC | HYFRECATOR | HYFRECATOR 2000 | 02BGJ015 | CONMED | PM | 1 | 130
14483 | ADDITION | SOL7763 | BRAMBLYS GRANGE HEALTH CENTRE | DENTAL-DENTAL CLINIC | TORNADO HOOD WITH BATTERY CHARGER PACK | T POWER | 12941 | 3M HEALTH CARE LTD | OEM-AIH | 1 | 45
14484 | ADDITION | SOL7764 | HYTHE HOSPITAL | DENTAL-DENTAL CLINIC | AIR COMPRESSOR | VT200D |  | BAMBI AIR LTD | OEM-AIH | 1 | 550
14485 | ADDITION | SOL7765 | ALDERSHOT CENTRE FOR HEALTH | DENTAL-DENTAL CLINIC | MOTOR CONTROL UNIT | X SMART PLUS | 08891570 | DENTSPLY | OEM-AIH | 1 | 45
14486 | ADDITION | SOL7766 | COWES MEDICAL CENTRE | DENTAL-DENTAL CLINIC | DENTAL X RAY PAN ORAL | CS8100 | JPE29 | CARESTREAM HEALTHCARE | ASSET ONLY | 5 | NOT TO BE PRICED
14487 | ADDITION | SOL7767 | ROYAL SOUTH HANTS HOSPITAL | DENTAL-DENTAL CLINIC | DENTAL CURING LIGHT | OPTIMA 10 | L2020277H2 | BA INTERNATIONAL | OEM-AIH | 1 | 15
14488 | ADDITION | SOL7768 | COWES MEDICAL CENTRE | DENTAL-DENTAL CLINIC | DENTAL X RAY DIGITAL READER | CS7600 | GLCA005 | CARESTREAM HEALTHCARE | ASSET ONLY | 5 | NOT TO BE PRICED
14489 | ADDITION | SOL7769 | COWES MEDICAL CENTRE | DENTAL ROOM | AUTOCLAVE | LITTLE SISTER 3 | L21D1F1753 | ESCHMANN | ASSET ONLY | 5 | NOT TO BE PRICED
14490 | ADDITION | SOL7770 | COWES MEDICAL CENTRE | DENTAL-DENTAL CLINIC | DENTAL HANDPIECE CLEANER | DAC UNIVERSAL | 510966 | SIRONA DENTAL | ASSET ONLY | 5 | NOT TO BE PRICED
14491 | ADDITION | SOL7771 | COWES MEDICAL CENTRE | DENTAL-DENTAL CLINIC | WASHER DISINFECTOR | G7831 | 9167098 | MIELE | TRUST CONTRACT-SIC | 5 | NOT TO BE PRICED
14492 | ADDITION | SOL7772 | COWES MEDICAL CENTRE | DENTAL-DENTAL CLINIC | WASHER DISINFECTOR | PG8582 | 18424431 | MIELE | TRUST CONTRACT-SIC | 5 | NOT TO BE PRICED
14493 | ADDITION | SOL7773 | COWES MEDICAL CENTRE | DENTAL ROOM | DENTAL UNIT | DU893 | 9264 | QUDENT | OEM-AIH | 1 | 125
14494 | ADDITION | SOL7774 | COWES MEDICAL CENTRE | DENTAL-DENTAL CLINIC | DENTAL ULTRASONIC BATH | HYGEA 2 | 051307 | ULTRAWAVE | OEM-AIH | 1 | 45
14495 | ADDITION | SOL7775 | COWES MEDICAL CENTRE | DENTAL-DENTAL CLINIC | ASPIRATOR | LSU | 7800XX | LAERDAL MEDICAL | OEM-AIH | 1 | 25
14496 | ADDITION | SOL7776 | COWES MEDICAL CENTRE | DENTAL-DENTAL CLINIC | HOT AIR GUN | SAFE AIR | 1505503 | HEATSTREAM | OEM-AIH | 1 | 20
14497 | ADDITION | SOL7777 | COWES MEDICAL CENTRE | DENTAL-DENTAL CLINIC | DENTAL AMALGAMATOR | PROMIX | 4107 | DENTSPLY | OEM-AIH | 1 | 25
14498 | ADDITION | SOL7778 | COWES MEDICAL CENTRE | DENTAL-DENTAL CLINIC | WHEELCHAIR-RECLINER (TIPPER) | COMPACT | 249 | DESIGN SPECIFIC | TRUST CONTRACT-DESS | 5 | NOT TO BE PRICED
14499 | ADDITION | SOL7779 | COWES MEDICAL CENTRE | DENTAL ROOM | PULSE OXIMETER-FINGER | NT1A | 20053401 | SHANGHAI INTERNATIONAL | OEM-AIH | 1 | 15
14500 | ADDITION | SOL8320 | ADELAIDE HEALTH CENTRE | HEALTH VISITING AND SCHOOL NURSING | AUDIOMETER | AS608 | 1002552 | INTERACOUSTICS | OEM-AIH | 1 | 146
14501 | ADDITION | SOL8321 | BRAMBLYS GRANGE HEALTH CENTRE | DENTAL ROOM | BLOOD PRESSURE MONITOR | 9008181 | 2000700955 | HENRY SCHEIN | OEM-AIH | 1 | 8
14502 | ADDITION | SOL8322 | EASTLEIGH HEALTH CENTRE | DENTAL ROOM | DENTAL PULP TESTER | DIGITEST | 201299 | PARKELL INC | OEM-AIH | 1 | 10
14503 | ADDITION | SOL8323 | BITTERNE HEALTH CENTRE | DENTAL ROOM | DENTAL PULP TESTER | DIGITEST | 201280 | PARKELL INC | OEM-AIH | 1 | 10
14504 | ADDITION | SOL8324 | ALDERSHOT CENTRE FOR HEALTH | DENTAL ROOM | AUTOCLAVE | SES 3000B | L3BC112806 | ESCHMANN | ASSET ONLY | 5 | NOT TO BE PRICED
14505 | ADDITION | SOL8325 | ALDERSHOT CENTRE FOR HEALTH | DENTAL ROOM | AUTOCLAVE | SES 3000B | L3BC112814 | ESCHMANN | ASSET ONLY | 5 | NOT TO BE PRICED
14506 | ADDITION | SOL8327 | HYTHE HOSPITAL | DENTAL ROOM | DENTAL PULP TESTER | DIGITEST | 201279 | PARKELL INC | OEM-AIH | 1 | 10
14507 | ADDITION | SOL8328 | EASTLEIGH HEALTH CENTRE | DENTAL ROOM | DENTAL SCAVENGING UNIT | MINISCAV | UK-1111 | RA MEDICAL | ASSET ONLY | 5 | NOT TO BE PRICED
14508 | ADDITION | SOL8329 | EASTLEIGH HEALTH CENTRE | DENTAL ROOM | AUTOCLAVE | SES 3000B | L3BC1I2808 | ESCHMANN | ASSET ONLY | 5 | NOT TO BE PRICED
14509 | ADDITION | SOL8330 | EASTLEIGH HEALTH CENTRE | DENTAL ROOM | AUTOCLAVE | SES 3000B | L3BC1I2811 | ESCHMANN | ASSET ONLY | 5 | NOT TO BE PRICED
14510 | ADDITION | SOL8331 | BRAMBLYS GRANGE HEALTH CENTRE | DENTAL ROOM | DENTAL PULP TESTER | DIGITEST | 201220 | PARKELL INC | OEM-AIH | 1 | 10
14511 | ADDITION | SOL8332 | HAVANT HEALTH CENTRE | DENTAL ROOM | AUTOCLAVE | SES 3000B | L3BC1I2805 | ESCHMANN | ASSET ONLY | 5 | NOT TO BE PRICED
14512 | ADDITION | SOL8333 | HAVANT HEALTH CENTRE | DENTAL ROOM | AUTOCLAVE | SES 3000B | L3BC1I2804 | ESCHMANN | ASSET ONLY | 5 | NOT TO BE PRICED
14513 | ADDITION | SOL8335 | PICKLES COPPICE | DENTAL ROOM | AUTOCLAVE | SES 3000B | L3BC1J2817 | ESCHMANN | ASSET ONLY | 5 | NOT TO BE PRICED
14514 | ADDITION | SOL8336 | PICKLES COPPICE | DENTAL ROOM | AUTOCLAVE | SES 3000B | L3BC1J2818 | ESCHMANN | ASSET ONLY | 5 | NOT TO BE PRICED
14515 | ADDITION | SOL8337 | PICKLES COPPICE | DENTAL ROOM | DENTAL PULP TESTER | DIGITEST | 201329 | PARKELL INC | OEM-AIH | 1 | 10
14516 | ADDITION | SOL8338 | ROMSEY HOSPITAL | DENTAL ROOM | DENTAL DRILL | X-SMART PLUS | 08891591 | DENTSPLY | OEM-AIH | 1 | 45
14517 | ADDITION | SOL8339 | ROYAL SOUTH HANTS HOSPITAL | DENTAL ROOM | DENTAL CART | CLESTA II | FB17D0074 | BELMONT | OEM-AIH | 1 | 110
14518 | ADDITION | SOL8340 | ROYAL SOUTH HANTS HOSPITAL | DENTAL ROOM | DENTAL SCAVENGING UNIT | MINISCAV | 011/515 | RA MEDICAL | ASSET ONLY | 5 | NOT TO BE PRICED
14519 | ADDITION | SOL8341 | ROYAL SOUTH HANTS HOSPITAL | DENTAL ROOM | DENTAL PULP TESTER | DIGITEST | 201219 | PARKELL INC | OEM-AIH | 1 | 10
14520 | ADDITION | SOL8342 | ROYAL SOUTH HANTS HOSPITAL | DENTAL ROOM | AUTOCLAVE | SES 3000B | L3BC1J2816 | ESCHMANN | ASSET ONLY | 5 | NOT TO BE PRICED
14521 | ADDITION | SOL8343 | ROYAL SOUTH HANTS HOSPITAL | DENTAL ROOM | AUTOCLAVE | SES 3000B | L3BC1J2815 | ESCHMANN | ASSET ONLY | 5 | NOT TO BE PRICED
14522 | ADDITION | SOL8344 | COWES MEDICAL CENTRE | DENTAL-DENTAL CLINIC | PULSE OXIMETER-HANDHELD | 7500 | 502671921 | NELLCOR | OEM-AIH | 1 | 55
14523 | ADDITION | SOL8345 | COWES MEDICAL CENTRE | DENTAL-DENTAL CLINIC | HEAT SEALING UNIT | ULTIMATE SEAL | 0742 | BA INTERNATIONAL | OEM-AIH | 1 | 20
14524 | ADDITION | SOL8346 | HYTHE HOSPITAL | DENTAL-DENTAL CLINIC | DENTAL HANDPIECE CLEANER | DAC UNIVERSAL | 7406 | SIRONA DENTAL | ASSET ONLY | 5 | NOT TO BE PRICED
14525 | ADDITION | SOL8347 | HYTHE HOSPITAL | DENTAL-DENTAL CLINIC | DENTAL X RAY INTRA ORAL | PHOT-X-II | EX21G0348 | BELMONT | OEM-AIH | 1 | 120
14526 | ADDITION | SOL8348 | SOMERSTOWN HEALTH CENTRE | DENTAL-DENTAL CLINIC | SCALES | 899 | 10000000708751 | SECA LTD | OEM-AIH | 1 | 70
14527 | ADDITION | SOL8349 | SOMERSTOWN HEALTH CENTRE | DENTAL-DENTAL CLINIC | PULSE OXIMETER-HANDHELD | 7500 | 505262891 | NELLCOR | OEM-AIH | 1 | 55
14528 | ADDITION | SOL8350 | SOMERSTOWN HEALTH CENTRE | DENTAL-CLINIC ROOM | DENTAL X RAY PAN ORAL | CS8100 | IFXI060 | CARESTREAM HEALTHCARE | ASSET ONLY | 5 | NOT TO BE PRICED
14529 | ADDITION | SOL8351 | SOMERSTOWN HEALTH CENTRE | DENTAL-DENTAL CLINIC | DENTAL HANDPIECE CLEANER | DAC UNIVERSAL | 7411 | SIRONA DENTAL | ASSET ONLY | 5 | NOT TO BE PRICED
14530 | ADDITION | SOL8352 | PETERSFIELD COMMUNITY HOSPITAL | DENTAL-DENTAL CLINIC | DENTAL X RAY PAN ORAL | CS8100 | GBXG031 | CARESTREAM HEALTHCARE | ASSET ONLY | 5 | NOT TO BE PRICED
14531 | ADDITION | SOL8353 | PETERSFIELD COMMUNITY HOSPITAL | DENTAL-DENTAL CLINIC | SCALES | 899 | 10000000708767 | SECA LTD | OEM-AIH | 1 | 70
14532 | ADDITION | SOL8439 | GOSPORT WAR MEMORIAL HOSPITAL | SEXUAL HEALTH-LABORATORY | MEDICAL FRIDGE | PPSR47UK | 10580541444410570 | LEC MEDICAL | PM | 1 | 15
14533 | ADDITION | SOL8440 | BITTERNE HEALTH CENTRE | COMMUNITY NURSING TEAM | THERMOMETER | THERMOSCAN IRT 6020 | 18418k30232 | BRAUN | PM | 1 | 15
14534 | ADDITION | SOL8482 | ADELAIDE HEALTH CENTRE | CHILDREN COMMUNITY NURSING TEAM-LEVEL 2 | NEBULISER | TURBO BOY SX | 2W18H03556 | PARI MEDICAL LTD | PM | 1 | 15
14535 | ADDITION | SOL8507 | WESTERN COMMUNITY HOSPITAL | SNOWDON WARD-MAIN BLOCK | WHEELCHAIR | ACTION 3NG SELF PROPEL | 20JFM002583 | INVACARE | PM | 1 | 25
14536 | ADDITION | SOL8508 | WESTERN COMMUNITY HOSPITAL | SNOWDON WARD-MAIN BLOCK | WHEELCHAIR | ACTION 3NG SELF PROPEL | 20JFM004324 | INVACARE | PM | 1 | 25
14537 | ADDITION | SOL8509 | JUBILEE HOUSE | INPATIENT UNIT-END OF LIFE CARE | MATTRESS PUMP | MERCURY ADVANCE | MA20061086 | DIRECT HEALTHCARE | PM | 1 | 45
14538 | ADDITION | SOL8510 | JUBILEE HOUSE | INPATIENT UNIT-END OF LIFE CARE | MATTRESS PUMP | MERCURY ADVANCE | MA20061081 | DIRECT HEALTHCARE | PM | 1 | 45
14539 | ADDITION | SOL8511 | JUBILEE HOUSE | INPATIENT UNIT-END OF LIFE CARE | MATTRESS PUMP | MERCURY ADVANCE | MA20061085 | DIRECT HEALTHCARE | PM | 1 | 45
14540 | ADDITION | SOL8512 | JUBILEE HOUSE | INPATIENT UNIT-END OF LIFE CARE | MATTRESS PUMP | MERCURY ADVANCE | MA20061087 | DIRECT HEALTHCARE | PM | 1 | 45
14541 | ADDITION | SOL8513 | JUBILEE HOUSE | INPATIENT UNIT-END OF LIFE CARE | MATTRESS PUMP | MERCURY ADVANCE | MA20061084 | DIRECT HEALTHCARE | PM | 1 | 45
14542 | ADDITION | SOL8514 | JUBILEE HOUSE | INPATIENT UNIT-END OF LIFE CARE | MATTRESS PUMP | MERCURY ADVANCE | MA20062970 | DIRECT HEALTHCARE | PM | 1 | 45
14543 | ADDITION | SOL8515 | JUBILEE HOUSE | INPATIENT UNIT-END OF LIFE CARE | VITAL SIGNS MONITOR | CONNEX SPOT MONITOR | (21)100016274820 | WELCH ALLYN | PM | 1 | 55
14544 | ADDITION | SOL8516 | JUBILEE HOUSE | INPATIENT UNIT-END OF LIFE CARE | VITAL SIGNS MONITOR | CONNEX SPOT MONITOR | (21)100016154820 | WELCH ALLYN | PM | 1 | 55
14545 | ADDITION | SOL8517 | JUBILEE HOUSE | INPATIENT UNIT-END OF LIFE CARE | MATTRESS PUMP | MERCURY ADVANCE | MA20061082 | DIRECT HEALTHCARE | PM | 1 | 45
14546 | ADDITION | SOL8518 | JUBILEE HOUSE | INPATIENT UNIT-END OF LIFE CARE | MATTRESS PUMP | MERCURY ADVANCE | MA20062976 | DIRECT HEALTHCARE | PM | 1 | 45
14547 | ADDITION | SOL8520 | MOORGREEN HOSPITAL | PHYSIOTHERAPY-STONEHAM CENTRE | PLINTH | 512H | 512HBS31210182B | PLINTH MEDICAL | PM | 1 | 45
14548 | ADDITION | SOL8521 | MOORGREEN HOSPITAL | PHYSIOTHERAPY-STONEHAM CENTRE | PLINTH | 512H | 512HBS31210190B | PLINTH MEDICAL | PM | 1 | 45
14549 | ADDITION | SOL8522 | MOORGREEN HOSPITAL | PHYSIOTHERAPY-STONEHAM CENTRE | PLINTH | 512H | 512HBS31210189B | PLINTH MEDICAL | PM | 1 | 45
14550 | ADDITION | SOL8523 | MOORGREEN HOSPITAL | PHYSIOTHERAPY-STONEHAM CENTRE | PLINTH | 512H | 512HBS31210179B | PLINTH MEDICAL | PM | 1 | 45
14551 | ADDITION | SOL8524 | MOORGREEN HOSPITAL | PHYSIOTHERAPY-STONEHAM CENTRE | PLINTH | 512H | 512HBS31210181B | PLINTH MEDICAL | PM | 1 | 45
14552 | ADDITION | SOL8525 | MOORGREEN HOSPITAL | PHYSIOTHERAPY-STONEHAM CENTRE | PLINTH | 512H | 512HBS31210187B | PLINTH MEDICAL | PM | 1 | 45
14553 | ADDITION | SOL8526 | MOORGREEN HOSPITAL | PHYSIOTHERAPY-STONEHAM CENTRE | PLINTH | 512H | 512HBS31210186B | PLINTH MEDICAL | PM | 1 | 45
14554 | ADDITION | SOL8533 | QUEEN ALEXANDRA HOSPITAL | REHABILITATION CENTRE-PHYSIOTHERAPY | PLINTH | 512H | 512HBS32210200B | PLINTH MEDICAL | PM | 1 | 45
14555 | ADDITION | SOL8534 | QUEEN ALEXANDRA HOSPITAL | REHABILITATION CENTRE-PHYSIOTHERAPY | PLINTH | 512H | 512HBS32210203B | PLINTH MEDICAL | PM | 1 | 45
14556 | ADDITION | SOL8535 | QUEEN ALEXANDRA HOSPITAL | REHABILITATION CENTRE-PHYSIOTHERAPY | PLINTH | 512H | 512HBS32210194B | PLINTH MEDICAL | PM | 1 | 45
14557 | ADDITION | SOL8536 | QUEEN ALEXANDRA HOSPITAL | REHABILITATION CENTRE-PHYSIOTHERAPY | PLINTH | 512H | 512HBS32210195B | PLINTH MEDICAL | PM | 1 | 45
14558 | ADDITION | SOL8537 | QUEEN ALEXANDRA HOSPITAL | REHABILITATION CENTRE-PHYSIOTHERAPY | PLINTH | 512H | 512HBS32210207B | PLINTH MEDICAL | PM | 1 | 45
14559 | ADDITION | SOL8538 | QUEEN ALEXANDRA HOSPITAL | REHABILITATION CENTRE-PHYSIOTHERAPY | PLINTH | 512H | 512HBS32210193B | PLINTH MEDICAL | PM | 1 | 45
14560 | ADDITION | SOL8539 | QUEEN ALEXANDRA HOSPITAL | REHABILITATION CENTRE-PHYSIOTHERAPY | PLINTH | 512H | 512HBS32210209B | PLINTH MEDICAL | PM | 1 | 45
14561 | ADDITION | SOL8540 | QUEEN ALEXANDRA HOSPITAL | REHABILITATION CENTRE-PHYSIOTHERAPY | PLINTH | 512H | 512HBS32210201B | PLINTH MEDICAL | PM | 1 | 45
14562 | ADDITION | SOL8541 | QUEEN ALEXANDRA HOSPITAL | REHABILITATION CENTRE-PHYSIOTHERAPY | PLINTH | 512H | 512HBS32210202B | PLINTH MEDICAL | PM | 1 | 45
14563 | ADDITION | SOL8542 | QUEEN ALEXANDRA HOSPITAL | REHABILITATION CENTRE-PHYSIOTHERAPY | PLINTH | 512H | 512HBS32210205B | PLINTH MEDICAL | PM | 1 | 45
14564 | ADDITION | SOL8543 | QUEEN ALEXANDRA HOSPITAL | REHABILITATION CENTRE-PHYSIOTHERAPY | PLINTH | 512H | 512HBS32210208B | PLINTH MEDICAL | PM | 1 | 45
14565 | ADDITION | SOL8544 | QUEEN ALEXANDRA HOSPITAL | REHABILITATION CENTRE-PHYSIOTHERAPY | PLINTH | 512H | 512HBS32210196B | PLINTH MEDICAL | PM | 1 | 45
14566 | ADDITION | SOL8545 | QUEEN ALEXANDRA HOSPITAL | REHABILITATION CENTRE-PHYSIOTHERAPY | PLINTH | 512H | 512HBS32210204B | PLINTH MEDICAL | PM | 1 | 45
14567 | ADDITION | SOL8546 | QUEEN ALEXANDRA HOSPITAL | REHABILITATION CENTRE-PHYSIOTHERAPY | PLINTH | 512H | 512HBS32210199B | PLINTH MEDICAL | PM | 1 | 45
14568 | ADDITION | SOL8547 | QUEEN ALEXANDRA HOSPITAL | REHABILITATION CENTRE-PHYSIOTHERAPY | PLINTH | 512H | 512HBS32210197B | PLINTH MEDICAL | PM | 1 | 45
14569 | ADDITION | SOL8548 | QUEEN ALEXANDRA HOSPITAL | REHABILITATION CENTRE-PHYSIOTHERAPY | PLINTH | 512H | 512HBS32210206B | PLINTH MEDICAL | PM | 1 | 45
14570 | ADDITION | SOL8549 | QUEEN ALEXANDRA HOSPITAL | REHABILITATION CENTRE-PHYSIOTHERAPY | PLINTH | 512H | 512HBS32210198B | PLINTH MEDICAL | PM | 1 | 45
14571 | ADDITION | SOL8550 | QUEEN ALEXANDRA HOSPITAL | REHABILITATION CENTRE-PHYSIOTHERAPY | PLINTH | 512H | 512HBS32210192B | PLINTH MEDICAL | PM | 1 | 45
14572 | ADDITION | SOL8551 | ST MARY'S COMMUNITY HEALTH CAMPUS | PHYSIOTHERAPY-PHYSIOTHERAPY ROOM | PLINTH | 512H | 512HBS32210211B | PLINTH MEDICAL | PM | 1 | 45
14573 | ADDITION | SOL8552 | ST MARY'S COMMUNITY HEALTH CAMPUS | PHYSIOTHERAPY-PHYSIOTHERAPY ROOM | PLINTH | 512H | 512HBS32210214B | PLINTH MEDICAL | PM | 1 | 45
14574 | ADDITION | SOL8553 | ST MARY'S COMMUNITY HEALTH CAMPUS | PHYSIOTHERAPY-PHYSIOTHERAPY ROOM | PLINTH | 512H | 512HBS32210212B | PLINTH MEDICAL | PM | 1 | 45
14575 | ADDITION | SOL8554 | ST MARY'S COMMUNITY HEALTH CAMPUS | PHYSIOTHERAPY-PHYSIOTHERAPY ROOM | PLINTH | 512H | 512HBS32210210B | PLINTH MEDICAL | PM | 1 | 45
14576 | ADDITION | SOL8555 | ST MARY'S COMMUNITY HEALTH CAMPUS | PHYSIOTHERAPY-PHYSIOTHERAPY ROOM | PLINTH | 512H | 512HBS32210226B | PLINTH MEDICAL | PM | 1 | 45
14577 | ADDITION | SOL8556 | ST MARY'S COMMUNITY HEALTH CAMPUS | PHYSIOTHERAPY-PHYSIOTHERAPY ROOM | PLINTH | 512H | 512HBS32210227B | PLINTH MEDICAL | PM | 1 | 45
14578 | ADDITION | SOL8557 | ST MARY'S COMMUNITY HEALTH CAMPUS | PHYSIOTHERAPY-PHYSIOTHERAPY ROOM | PLINTH | 512H | 512HBS32210222B | PLINTH MEDICAL | PM | 1 | 45
14579 | ADDITION | SOL8558 | ST MARY'S COMMUNITY HEALTH CAMPUS | PHYSIOTHERAPY-PHYSIOTHERAPY ROOM | PLINTH | 512H | 512HBS32210225B | PLINTH MEDICAL | PM | 1 | 45
14580 | ADDITION | SOL8559 | ST MARY'S COMMUNITY HEALTH CAMPUS | PHYSIOTHERAPY-PHYSIOTHERAPY ROOM | PLINTH | 512H | 512HBS32210216B | PLINTH MEDICAL | PM | 1 | 45
14581 | ADDITION | SOL8560 | ST MARY'S COMMUNITY HEALTH CAMPUS | PHYSIOTHERAPY-PHYSIOTHERAPY ROOM | PLINTH | 512H | 512HBS32210223B | PLINTH MEDICAL | PM | 1 | 45
14582 | ADDITION | SOL8561 | ST MARY'S COMMUNITY HEALTH CAMPUS | PHYSIOTHERAPY-PHYSIOTHERAPY ROOM | PLINTH | 512H | 512HBS32210224B | PLINTH MEDICAL | PM | 1 | 45
14583 | ADDITION | SOL8562 | ST MARY'S COMMUNITY HEALTH CAMPUS | PHYSIOTHERAPY-PHYSIOTHERAPY ROOM | PLINTH | 512H | 512HBS32210217B | PLINTH MEDICAL | PM | 1 | 45
14584 | ADDITION | SOL8563 | ST MARY'S COMMUNITY HEALTH CAMPUS | PHYSIOTHERAPY-PHYSIOTHERAPY ROOM | PLINTH | 512H | 512HBS32210221B | PLINTH MEDICAL | PM | 1 | 45
14585 | ADDITION | SOL8564 | ST MARY'S COMMUNITY HEALTH CAMPUS | PHYSIOTHERAPY-PHYSIOTHERAPY ROOM | PLINTH | 512H | 512HBS32210220B | PLINTH MEDICAL | PM | 1 | 45
14586 | ADDITION | SOL8565 | ST MARY'S COMMUNITY HEALTH CAMPUS | PHYSIOTHERAPY-PHYSIOTHERAPY ROOM | PLINTH | 512H | 512HBS32210218B | PLINTH MEDICAL | PM | 1 | 45
14587 | ADDITION | SOL8566 | ST MARY'S COMMUNITY HEALTH CAMPUS | PHYSIOTHERAPY-PHYSIOTHERAPY ROOM | PLINTH | 512H | 512HBS32210219B | PLINTH MEDICAL | PM | 1 | 45
14588 | ADDITION | SOL8567 | ST MARY'S COMMUNITY HEALTH CAMPUS | PHYSIOTHERAPY-PHYSIOTHERAPY ROOM | PLINTH | 512H | 512HBS32210213B | PLINTH MEDICAL | PM | 1 | 45
14589 | ADDITION | SOL8568 | ST MARY'S COMMUNITY HEALTH CAMPUS | PHYSIOTHERAPY-PHYSIOTHERAPY ROOM | PLINTH | 512H | 512HBS32210215B | PLINTH MEDICAL | PM | 1 | 45
14590 | ADDITION | SOL8569 | ADELAIDE HEALTH CENTRE | PHYSIOTHERAPY-GROUND FLOOR | PLINTH-BARIATRIC | 50 | 50EBS33211098B | PLINTH MEDICAL | PM | 1 | 45
14591 | ADDITION | SOL8570 | ADELAIDE HEALTH CENTRE | PHYSIOTHERAPY-GROUND FLOOR | PLINTH-BARIATRIC | 50 | 50EBS33211099B | PLINTH MEDICAL | PM | 1 | 45
14592 | ADDITION | SOL8571 | ADELAIDE HEALTH CENTRE | PHYSIOTHERAPY-GROUND FLOOR | PLINTH | 512H | 512HBS32210228B | PLINTH MEDICAL | PM | 1 | 45
14593 | ADDITION | SOL8573 | ADELAIDE HEALTH CENTRE | PHYSIOTHERAPY-GROUND FLOOR | PLINTH | 512H | 512HBS32210230B | PLINTH MEDICAL | PM | 1 | 45
14594 | ADDITION | SOL8574 | ADELAIDE HEALTH CENTRE | PHYSIOTHERAPY-GROUND FLOOR | PLINTH | 512H | 512HBS32210233B | PLINTH MEDICAL | PM | 1 | 45
14595 | ADDITION | SOL8575 | ADELAIDE HEALTH CENTRE | PHYSIOTHERAPY-GROUND FLOOR | PLINTH | 512H | 512HBS32210231B | PLINTH MEDICAL | PM | 1 | 45
14596 | ADDITION | SOL8576 | ADELAIDE HEALTH CENTRE | PHYSIOTHERAPY-GROUND FLOOR | PLINTH | 512H | 512HBS32210229B | PLINTH MEDICAL | PM | 1 | 45
14597 | ADDITION | SOL8577 | ADELAIDE HEALTH CENTRE | PHYSIOTHERAPY-GROUND FLOOR | PLINTH | 512H | 512HBS32210234B | PLINTH MEDICAL | PM | 1 | 45
14598 | ADDITION | SOL8578 | ADELAIDE HEALTH CENTRE | PHYSIOTHERAPY-GROUND FLOOR | PLINTH | 512H | 512HBS32210235B | PLINTH MEDICAL | PM | 1 | 45
14599 | ADDITION | SOL8579 | ADELAIDE HEALTH CENTRE | PHYSIOTHERAPY-GROUND FLOOR | PLINTH | 512H | 512HBS32210232B | PLINTH MEDICAL | PM | 1 | 45
14600 | ADDITION | SOL8580 | ADELAIDE HEALTH CENTRE | PODIATRY-PODIATRY CLINIC | PLINTH-BARIATRIC | 50CDT | 5CDTSA32210612B | PLINTH MEDICAL | PM | 1 | 45
14601 | ADDITION | SOL8581 | ADELAIDE HEALTH CENTRE | PODIATRY-PODIATRY CLINIC | CHAIR-PODIATRY | 93CDT | 93CDTSA33211165C | PLINTH MEDICAL | PM | 1 | 45
14602 | ADDITION | SOL8582 | ADELAIDE HEALTH CENTRE | PODIATRY-PODIATRY CLINIC | CHAIR-PODIATRY | 93CDT | 93CDTSA33211167C | PLINTH MEDICAL | PM | 1 | 45
14603 | ADDITION | SOL8583 | ADELAIDE HEALTH CENTRE | PHYSIOTHERAPY-GROUND FLOOR | PLINTH | 503CDT | 40EC4009592 | PLINTH MEDICAL | PM | 1 | 45
14604 | ADDITION | SOL8584 | ADELAIDE HEALTH CENTRE | PHYSIOTHERAPY-GROUND FLOOR | PLINTH | 503CDT | 40EC4009091 | PLINTH MEDICAL | PM | 1 | 45
14605 | ADDITION | SOL8585 | ADELAIDE HEALTH CENTRE | PODIATRY-PODIATRY CLINIC | CHAIR-PODIATRY | 93CDT | 93CDTSA33211164C | PLINTH MEDICAL | PM | 1 | 45
14606 | ADDITION | SOL8586 | ADELAIDE HEALTH CENTRE | PODIATRY-PODIATRY CLINIC | CHAIR-PODIATRY | 93CDT | 93CDTSA33211166C | PLINTH MEDICAL | PM | 1 | 45
14607 | ADDITION | SOL8587 | ROYAL SOUTH HANTS HOSPITAL | PODIATRY-CLINIC ROOM | CHAIR-PODIATRY | 93CDT | 93CDTSA332111636 | PLINTH MEDICAL | PM | 1 | 45
14608 | ADDITION | SOL8589 | CHILDRENS SERVICES-ISLE OF WIGHT | CHILDREN COMMUNITY NURSING-CHILD NURSING | SCALE-BABY | 385 | 53853501045555 | SECA LTD | PM | 1 | 15
14609 | ADDITION | SOL8590 | CHILDRENS SERVICES-ISLE OF WIGHT | CHILDREN COMMUNITY NURSING-CHILD NURSING | SCALE-BABY | 385 | 5385352104795 | SECA LTD | PM | 1 | 15
14610 | ADDITION | SOL8591 | CHILDRENS SERVICES-ISLE OF WIGHT | CHILDREN COMMUNITY NURSING-CHILD NURSING | SCALE-BABY | 385 | 10000000425847 | SECA LTD | PM | 1 | 15
14611 | ADDITION | SOL8592 | CHILDRENS SERVICES-ISLE OF WIGHT | CHILDREN COMMUNITY NURSING-CHILD NURSING | SCALE-BABY | 385 | 5385321166440 | SECA LTD | PM | 1 | 15
14612 | ADDITION | SOL8593 | CHILDRENS SERVICES-ISLE OF WIGHT | CHILDREN COMMUNITY NURSING-CHILD NURSING | SCALE-BABY | 385 | 1336026073231 | SECA LTD | PM | 1 | 15
14613 | ADDITION | SOL8594 | CHILDRENS SERVICES-ISLE OF WIGHT | CHILDREN COMMUNITY NURSING-CHILD NURSING | SCALE-BABY | 385 | 10000000425837 | SECA LTD | PM | 1 | 15
14614 | ADDITION | SOL8595 | CHILDRENS SERVICES-ISLE OF WIGHT | CHILDREN COMMUNITY NURSING-CHILD NURSING | SCALE-BABY | 385 | 8GC019789 | SECA LTD | PM | 1 | 15
14615 | ADDITION | SOL8596 | CHILDRENS SERVICES-ISLE OF WIGHT | CHILDREN COMMUNITY NURSING-CHILD NURSING | SCALE-BABY | 385 | 1000000425839 | SECA LTD | PM | 1 | 15
14616 | ADDITION | SOL8597 | CHILDRENS SERVICES-ISLE OF WIGHT | CHILDREN COMMUNITY NURSING-CHILD NURSING | SCALE-BABY | 385 | 22000339 | SECA LTD | PM | 1 | 15
14617 | ADDITION | SOL8598 | CHILDRENS SERVICES-ISLE OF WIGHT | CHILDREN COMMUNITY NURSING-CHILD NURSING | SCALE-BABY | 385 | 538535264809 | SECA LTD | PM | 1 | 15
14618 | ADDITION | SOL8599 | CHILDRENS SERVICES-ISLE OF WIGHT | CHILDREN COMMUNITY NURSING-CHILD NURSING | SCALE-BABY | 385 | 1336205048693 | SECA LTD | PM | 1 | 15
14619 | ADDITION | SOL8600 | CHILDRENS SERVICES-ISLE OF WIGHT | CHILDREN COMMUNITY NURSING-CHILD NURSING | SCALE-BABY | 385 | 5385165138267 | SECA LTD | PM | 1 | 15
14620 | ADDITION | SOL8601 | CHILDRENS SERVICES-ISLE OF WIGHT | CHILDREN COMMUNITY NURSING-CHILD NURSING | SCALE-BABY | 385 | 10000000425841 | SECA LTD | PM | 1 | 15
14621 | ADDITION | SOL8602 | CHILDRENS SERVICES-ISLE OF WIGHT | CHILDREN COMMUNITY NURSING-CHILD NURSING | SCALE-BABY | 385 | 8DC011784 | SECA LTD | PM | 1 | 15
14622 | ADDITION | SOL8603 | CHILDRENS SERVICES-ISLE OF WIGHT | CHILDREN COMMUNITY NURSING-CHILD NURSING | SCALE-BABY | 385 | 5385352104788 | SECA LTD | PM | 1 | 15
14623 | ADDITION | SOL8604 | CHILDRENS SERVICES-ISLE OF WIGHT | CHILDREN COMMUNITY NURSING-CHILD NURSING | SCALES | M420 | 21803756 | MARSDEN | PM | 1 | 70
14624 | ADDITION | SOL8605 | CHILDRENS SERVICES-ISLE OF WIGHT | CHILDREN COMMUNITY NURSING-CHILD NURSING | SCALE-BABY | 385 | 5385352104790 | SECA LTD | PM | 1 | 15
14625 | ADDITION | SOL8606 | CHILDRENS SERVICES-ISLE OF WIGHT | CHILDREN COMMUNITY NURSING-CHILD NURSING | SCALE-BABY | 385 | 5385352104800 | SECA LTD | PM | 1 | 15
14626 | ADDITION | SOL8607 | CHILDRENS SERVICES-ISLE OF WIGHT | CHILDREN COMMUNITY NURSING-CHILD NURSING | SCALE-BABY | 385 | 5385086125741 | SECA LTD | PM | 1 | 15
14627 | ADDITION | SOL8608 | CHILDRENS SERVICES-ISLE OF WIGHT | CHILDREN COMMUNITY NURSING-CHILD NURSING | SCALE-BABY | 385 | 5385059120420 | SECA LTD | PM | 1 | 15
14628 | ADDITION | SOL8609 | CHILDRENS SERVICES-ISLE OF WIGHT | CHILDREN COMMUNITY NURSING-CHILD NURSING | SCALES | 385 CLASS III | 1366052110201 | SECA LTD | PM | 1 | 70
14629 | ADDITION | SOL8610 | CHILDRENS SERVICES-ISLE OF WIGHT | CHILDREN COMMUNITY NURSING-CHILD NURSING | SCALE-BABY | 385 | 10000000367024 | SECA LTD | PM | 1 | 15
14630 | ADDITION | SOL8611 | CHILDRENS SERVICES-ISLE OF WIGHT | CHILDREN COMMUNITY NURSING-CHILD NURSING | SCALE-BABY | 385 | 10000000425853 | SECA LTD | PM | 1 | 15
14631 | ADDITION | SOL8612 | CHILDRENS SERVICES-ISLE OF WIGHT | CHILDREN COMMUNITY NURSING-CHILD NURSING | SCALES | T6360 | 06080128 | TANITA | PM | 1 | 70
14632 | ADDITION | SOL8613 | CHILDRENS SERVICES-ISLE OF WIGHT | CHILDREN COMMUNITY NURSING-CHILD NURSING | SCALE-BABY | 385 | 5385156107777 | SECA LTD | PM | 1 | 15
14633 | ADDITION | SOL8614 | CHILDRENS SERVICES-ISLE OF WIGHT | CHILDREN COMMUNITY NURSING-CHILD NURSING | SCALES | T6360 | 06080109 | TANITA | PM | 1 | 70
14634 | ADDITION | SOL8615 | CHILDRENS SERVICES-ISLE OF WIGHT | CHILDREN COMMUNITY NURSING-CHILD NURSING | SCALE-BABY | 385 | 5385350104574 | SECA LTD | PM | 1 | 15
14635 | ADDITION | SOL8616 | CHILDRENS SERVICES-ISLE OF WIGHT | CHILDREN COMMUNITY NURSING-CHILD NURSING | SCALES | 336 | 1336064108204 | SECA LTD | PM | 1 | 70
14636 | ADDITION | SOL8617 | CHILDRENS SERVICES-ISLE OF WIGHT | CHILDREN COMMUNITY NURSING-CHILD NURSING | SCALES | M420 | 22000333 | MARSDEN | PM | 1 | 70
14637 | ADDITION | SOL8618 | CHILDRENS SERVICES-ISLE OF WIGHT | CHILDREN COMMUNITY NURSING-CHILD NURSING | SCALE-BABY | 385 | 10000000367827 | SECA LTD | PM | 1 | 15
14638 | ADDITION | SOL8619 | CHILDRENS SERVICES-ISLE OF WIGHT | CHILDREN COMMUNITY NURSING-CHILD NURSING | SCALE-BABY | 385 | 5385321166441 | SECA LTD | PM | 1 | 15
14639 | ADDITION | SOL8620 | CHILDRENS SERVICES-ISLE OF WIGHT | CHILDREN COMMUNITY NURSING-CHILD NURSING | SCALE-BABY | 385 | 538532104763 | SECA LTD | PM | 1 | 15
14640 | ADDITION | SOL8621 | CHILDRENS SERVICES-ISLE OF WIGHT | CHILDREN COMMUNITY NURSING-CHILD NURSING | SCALE-BABY | 385 | 53853521047777 | SECA LTD | PM | 1 | 15
14641 | ADDITION | SOL8622 | CHILDRENS SERVICES-ISLE OF WIGHT | CHILDREN COMMUNITY NURSING-CHILD NURSING | SCALE-BABY | 385 | 5385352104782 | SECA LTD | PM | 1 | 15
14642 | ADDITION | SOL8623 | CHILDRENS SERVICES-ISLE OF WIGHT | CHILDREN COMMUNITY NURSING-CHILD NURSING | SCALE-BABY | 385 | 5385352104792 | SECA LTD | PM | 1 | 15
14643 | ADDITION | SOL8624 | CHILDRENS SERVICES-ISLE OF WIGHT | CHILDREN COMMUNITY NURSING-CHILD NURSING | SCALE-BABY | 385 | 10000000425846 | SECA LTD | PM | 1 | 15
14644 | ADDITION | SOL8625 | CHILDRENS SERVICES-ISLE OF WIGHT | CHILDREN COMMUNITY NURSING-CHILD NURSING | SCALE-BABY | 385 | 5385350104558 | SECA LTD | PM | 1 | 15
14645 | ADDITION | SOL8626 | CHILDRENS SERVICES-ISLE OF WIGHT | CHILDREN COMMUNITY NURSING-CHILD NURSING | SCALE-BABY | MS4201 | 8AC010917 | MARSDEN | PM | 1 | 15
14646 | ADDITION | SOL8627 | CHILDRENS SERVICES-ISLE OF WIGHT | CHILDREN COMMUNITY NURSING-CHILD NURSING | SCALE-BABY | 385 | 5385350104577 | SECA LTD | PM | 1 | 15
14647 | ADDITION | SOL8629 | CHILDRENS SERVICES-ISLE OF WIGHT | CHILDREN COMMUNITY NURSING-CHILD NURSING | SCALES | M420 | 220000332 | MARSDEN | PM | 1 | 70
14648 | ADDITION | SOL8630 | CHILDRENS SERVICES-ISLE OF WIGHT | CHILDREN COMMUNITY NURSING-CHILD NURSING | SCALES | M420 | 810022187 | MARSDEN | PM | 1 | 70
14649 | ADDITION | SOL8631 | CHILDRENS SERVICES-ISLE OF WIGHT | CHILDREN COMMUNITY NURSING-CHILD NURSING | SCALE-DISPLAY | DP2400 | 012063 | MARSDEN | PM | 1 | 15
14650 | ADDITION | SOL8632 | CHILDRENS SERVICES-ISLE OF WIGHT | CHILDREN COMMUNITY NURSING-CHILD NURSING | SCALES | M420 | 21704626 | MARSDEN | PM | 1 | 70
14651 | ADDITION | SOL8633 | CHILDRENS SERVICES-ISLE OF WIGHT | CHILDREN COMMUNITY NURSING-CHILD NURSING | SCALES | MS4202 | 8DC011786 | MARSDEN | PM | 1 | 70
14652 | ADDITION | SOL8634 | CHILDRENS SERVICES-ISLE OF WIGHT | CHILDREN COMMUNITY NURSING-CHILD NURSING | SCALES | M420 | 21803726 | MARSDEN | PM | 1 | 70
14653 | ADDITION | SOL8635 | CHILDRENS SERVICES-ISLE OF WIGHT | CHILDREN COMMUNITY NURSING-CHILD NURSING | SCALES | MS4202 | 8DC011785 | MARSDEN | PM | 1 | 70
14654 | ADDITION | SOL8636 | CHILDRENS SERVICES-ISLE OF WIGHT | CHILDREN COMMUNITY NURSING-CHILD NURSING | SCALES | MS4202 | 8DC011783 | MARSDEN | PM | 1 | 70
14655 | ADDITION | SOL8637 | CHILDRENS SERVICES-ISLE OF WIGHT | CHILDREN COMMUNITY NURSING-CHILD NURSING | SCALE-BABY | 385 | 5385214130107 | SECA LTD | PM | 1 | 15
14656 | ADDITION | SOL8638 | CHILDRENS SERVICES-ISLE OF WIGHT | CHILDREN COMMUNITY NURSING-CHILD NURSING | SCALES | 336 | 1336041059582 | SECA LTD | PM | 1 | 70
14657 | ADDITION | SOL8639 | CHILDRENS SERVICES-ISLE OF WIGHT | CHILDREN COMMUNITY NURSING-CHILD NURSING | SCALE-DISPLAY | DP2400 | 012066 | MARSDEN | PM | 1 | 15
14658 | ADDITION | SOL8640 | CHILDRENS SERVICES-ISLE OF WIGHT | CHILDREN COMMUNITY NURSING-CHILD NURSING | SCALE-BABY | 385 | 10000000425850 | SECA LTD | PM | 1 | 15
14659 | ADDITION | SOL8641 | CHILDRENS SERVICES-ISLE OF WIGHT | CHILDREN COMMUNITY NURSING-CHILD NURSING | SCALES | 336 | 1336013107868 | SECA LTD | PM | 1 | 70
14660 | ADDITION | SOL8642 | CHILDRENS SERVICES-ISLE OF WIGHT | CHILDREN COMMUNITY NURSING-CHILD NURSING | SCALE-BABY | MS4201 | 8AC010930 | MARSDEN | PM | 1 | 15
14661 | ADDITION | SOL8643 | CHILDRENS SERVICES-ISLE OF WIGHT | CHILDREN COMMUNITY NURSING-CHILD NURSING | SCALE-BABY | 385 | 5385352104784 | SECA LTD | PM | 1 | 15
14662 | ADDITION | SOL8644 | CHILDRENS SERVICES-ISLE OF WIGHT | CHILDREN COMMUNITY NURSING-CHILD NURSING | SCALE-BABY | M300 | 94130700857 | MARSDEN | PM | 1 | 15
14663 | ADDITION | SOL8645 | CHILDRENS SERVICES-ISLE OF WIGHT | CHILDREN COMMUNITY NURSING-CHILD NURSING | SCALE-BABY | M300 | 94130500294 | MARSDEN | PM | 1 | 15
14664 | ADDITION | SOL8646 | CHILDRENS SERVICES-ISLE OF WIGHT | CHILDREN COMMUNITY NURSING-CHILD NURSING | SCALE-BABY | M300 | 94130600901 | MARSDEN | PM | 1 | 15
14665 | ADDITION | SOL8647 | CHILDRENS SERVICES-ISLE OF WIGHT | CHILDREN COMMUNITY NURSING-CHILD NURSING | SCALE-BABY | M300 | 94130700643 | MARSDEN | PM | 1 | 15
14666 | ADDITION | SOL8648 | CHILDRENS SERVICES-ISLE OF WIGHT | CHILDREN COMMUNITY NURSING-CHILD NURSING | SCALE-BABY | MS4201 | 8AC010925 | MARSDEN | PM | 1 | 15
14667 | ADDITION | SOL8649 | CHILDRENS SERVICES-ISLE OF WIGHT | CHILDREN COMMUNITY NURSING-CHILD NURSING | SCALE-BABY | M300 | 94130600597 | MARSDEN | PM | 1 | 15
14668 | ADDITION | SOL8650 | CHILDRENS SERVICES-ISLE OF WIGHT | CHILDREN COMMUNITY NURSING-CHILD NURSING | SCALE-BABY | M300 | 94130700797 | MARSDEN | PM | 1 | 15
14669 | ADDITION | SOL8651 | CHILDRENS SERVICES-ISLE OF WIGHT | CHILDREN COMMUNITY NURSING-CHILD NURSING | SCALE-BABY | 385 | 5385156107778 | SECA LTD | PM | 1 | 15
14670 | ADDITION | SOL8652 | CHILDRENS SERVICES-ISLE OF WIGHT | CHILDREN COMMUNITY NURSING-CHILD NURSING | SCALE-BABY | MS4201 | 8AC010888 | MARSDEN | PM | 1 | 15
14671 | ADDITION | SOL8653 | ST MARY'S HOSPITAL-IOW | SEXUAL HEALTH-LABORATORY | CENTRIFUGE | CLINISPIN HORIZON 6 | 210607AD575 | WOODLEY EQUIPMENT COMPANY | PM | 1 | 200
14672 | ADDITION | SOL8654 | COWES MEDICAL CENTRE | DENTAL-STORE ROOM | DENTAL CURING LIGHT | OPTIMA 10 | L2130102H2 | BA INTERNATIONAL | OEM-AIH | 1 | 15
14673 | ADDITION | SOL8655 | COWES MEDICAL CENTRE | DENTAL-STORE ROOM | SCALES | 899 | 8997021124 | SECA LTD | OEM-AIH | 1 | 70
14674 | ADDITION | SOL8656 | MOORGREEN HOSPITAL | PHYSIOTHERAPY-STONEHAM CENTRE | EXERCISER-ROWING MACHINE | CONCEPT 2 | 530306853 | INDOOR POWER | PM | 1 | 45
14675 | ADDITION | SOL8657 | MOORGREEN HOSPITAL | PHYSIOTHERAPY-STONEHAM CENTRE | EXERCISER-TREADMILL | CT900 SPIRIT FITNESS | CT800GGUK121080048 | DYCO INTERNATIONAL | PM | 1 | 45
14676 | ADDITION | SOL8658 | MOORGREEN HOSPITAL | PHYSIOTHERAPY-STONEHAM CENTRE | EXERCISER-SKIING MACHINE | SkiERG | 431484384 | CONCEPT 2 | PM | 1 | 65
14677 | ADDITION | SOL8659 | MOORGREEN HOSPITAL | PHYSIOTHERAPY-STONEHAM CENTRE | EXERCISER-BICYCLE | UNICAM CARDIAC CARE 927 E | WBK307197Q | MONARKS | PM | 1 | 25
14678 | ADDITION | SOL8957 | BITTERNE HEALTH CENTRE | DENTAL-DENTAL CLINIC | DENTAL SUCTION UNIT | MICRO SMART | WS306467 | CATTANI | OEM-AIH | 1 | 400
14679 | ADDITION | SOL8958 | EASTLEIGH HEALTH CENTRE | DENTAL-CLINIC ROOM | DENTAL AIR UNIT | FOZKY GB-03 | APDZ2920-639 | BRYANT DENTAL LTD | ASSET ONLY | 5 | NOT TO BE PRICED
14680 | ADDITION | SOL8959 | EASTLEIGH HEALTH CENTRE | DENTAL-CLINIC ROOM | DENTAL AIR UNIT | FOZKY GB-03 | APDZ2920-620 | BRYANT DENTAL LTD | ASSET ONLY | 5 | NOT TO BE PRICED
14681 | ADDITION | SOL8960 | EASTLEIGH HEALTH CENTRE | DENTAL-CLINIC ROOM | DENTAL AIR UNIT | FOZKY GB-03 | APDZ2920-646 | BRYANT DENTAL LTD | ASSET ONLY | 5 | NOT TO BE PRICED
14682 | ADDITION | SOL8963 | SOMERSTOWN HEALTH CENTRE | DENTAL-DENTAL CLINIC | MEDICAL FRIDGE | PESR82UK | 10400097444410640 | LEC MEDICAL | OEM-AIH | 1 | 15
14683 | ADDITION | SOL8965 | ALDERSHOT CENTRE FOR HEALTH | DENTAL-DENTAL CLINIC | DENTAL X RAY PAN ORAL | CS8100 |  | CARESTREAM HEALTHCARE | ASSET ONLY | 5 | NOT TO BE PRICED
14684 | ADDITION | SOL8966 | PICKLES COPPICE | DENTAL-SURGERY 1 | DENTAL SUCTION UNIT | MICRO SMART | WS306146 | CATTANI | OEM-AIH | 1 | 400
14685 | ADDITION | SOL8967 | ALDERSHOT CENTRE FOR HEALTH | DENTAL-SURGERY 3 | DENTAL SUCTION UNIT | MICRO SMART |  | CATTANI | ASSET ONLY | 5 | NOT TO BE PRICED
14686 | ADDITION | SOL8968 | QUEEN ALEXANDRA HOSPITAL | DENTAL-POSWILLO DENTAL CENTRE | DENTAL CART | VOYAGER II-DENTAL CART | AUE020149 | BELMONT | OEM-AIH | 1 | 110
14687 | ADDITION | SOL8969 | QUEEN ALEXANDRA HOSPITAL | DENTAL-POSWILLO DENTAL CENTRE | DENTAL SUCTION UNIT | TURBO SMART | WP225291 | CATTANI | OEM-AIH | 1 | 400
14688 | ADDITION | SOL8972 | QUEEN ALEXANDRA HOSPITAL | DENTAL-POSWILLO DENTAL CENTRE | DENTAL SPITOON | VOYAGER II-SPITOON | ASE020105 | BELMONT | OEM-AIH | 1 | 110
14689 | ADDITION | SOL8973 | QUEEN ALEXANDRA HOSPITAL | DENTAL-POSWILLO DENTAL CENTRE | DENTAL LIGHT | VOYAGER II-DENTAL LIGHT |  | BELMONT | OEM-AIH | 1 | 8
14690 | ADDITION | SOL8980 | BRAMBLYS GRANGE HEALTH CENTRE | DENTAL-DTC DENTAL CLINIC | AUTOCLAVE | SES 3000B | L3BC1B2712 | ESCHMANN | ASSET ONLY | 5 | NOT TO BE PRICED
14691 | ADDITION | SOL8981 | BRAMBLYS GRANGE HEALTH CENTRE | DENTAL-DTC DENTAL CLINIC | AUTOCLAVE | SES 3000B | L3BC1B2714 | ESCHMANN | ASSET ONLY | 5 | NOT TO BE PRICED
14692 | ADDITION | SOL8984 | QUEEN ALEXANDRA HOSPITAL | DENTAL-POSWILLO DENTAL CENTRE | DENTAL CURING LIGHT | OPTIMA 10 | L2020298H2 | BA INTERNATIONAL | OEM-AIH | 1 | 15
14693 | ADDITION | SOL8986 | PICKLES COPPICE | DENTAL-CLINIC ROOM | DENTAL SUCTION UNIT | MICRO SMART | WS306304 | CATTANI | OEM-AIH | 1 | 400
14694 | ADDITION | SOL8987 | BRAMBLYS GRANGE HEALTH CENTRE | DENTAL ROOM | DENTAL SUCTION UNIT | TURBO JET | WP106427 | CATTANI | OEM-AIH | 1 | 400
14695 | ADDITION | SOL8988 | ALDERSHOT CENTRE FOR HEALTH | DENTAL-CLINIC ROOM | DENTAL CURING LIGHT | OPTIMA 10 | L2020176 | BA INTERNATIONAL | OEM-AIH | 1 | 15
14696 | ADDITION | SOL8989 | ALDERSHOT CENTRE FOR HEALTH | DENTAL-CLINIC ROOM | DENTAL CURING LIGHT | OPTIMA 10 | L2020175H5 | BA INTERNATIONAL | OEM-AIH | 1 | 15
14697 | ADDITION | SOL8990 | ALDERSHOT CENTRE FOR HEALTH | DENTAL-CLINIC ROOM | DENTAL RO SYSTEM | RO WATER PURIFIER | WF550000058H | ESCHMANN | ASSET ONLY | 5 | NOT TO BE PRICED
14698 | ADDITION | SOL8991 | EASTLEIGH HEALTH CENTRE | DENTAL-DENTAL CLINIC | TORNADO HOOD WITH BATTERY CHARGER PACK | PF251/2 |  | SCOTT SAFETY | OEM-AIH | 1 | 45
14699 | ADDITION | SOL8992 | EASTNEY HEALTH CENTRE | DENTAL-DENTAL CLINIC | DENTAL SPITOON | NONE |  | A DEC | OEM-AIH | 1 | 110
14700 | ADDITION | SOL8993 | PETERSFIELD COMMUNITY HOSPITAL | DENTAL-DENTAL CLINIC | DENTAL LIGHT | 10-500 | CG06J0242 | BELMONT | OEM-AIH | 1 | 8
14701 | ADDITION | SOL8994 | PETERSFIELD COMMUNITY HOSPITAL | DENTAL-CLINIC ROOM | DENTAL SPITOON | CLEO SP-SPITOON |  | BELMONT | OEM-AIH | 1 | 110
14702 | ADDITION | SOL8995 | PETERSFIELD COMMUNITY HOSPITAL | DENTAL-CLINIC ROOM | DENTAL CHAIR | CLEO-DENTAL CHAIR | AC06K0148 | BELMONT | OEM-AIH | 1 | 200
14703 | ADDITION | SOL8996 | PETERSFIELD COMMUNITY HOSPITAL | DENTAL-CLINIC ROOM | DENTAL CART | CLESTA II | AU06L0166 | BELMONT | OEM-AIH | 1 | 110
14704 | ADDITION | SOL8998 | BITTERNE HEALTH CENTRE | DENTAL ROOM | DENTAL SEDATION SYSTEM | MDM | 33800 | MDS MATRX | OEM-AIH | 1 | 5
14705 | ADDITION | SOL9000 | GOSPORT WAR MEMORIAL HOSPITAL | DENTAL-DENTAL CLINIC | TORNADO HOOD WITH BATTERY CHARGER PACK | PF251/2 |  | SCOTT SAFETY | OEM-AIH | 1 | 45
14706 | ADDITION | SOL9003 | ANDOVER HEALTH CENTRE | DENTAL ROOM | DENTAL SEDATION SYSTEM | MATRIX MDM | D3S2-13124 | PARKER | ASSET ONLY | 5 | NOT TO BE PRICED
14707 | ADDITION | SOL9051 | SEMBAL HOUSE | RAPID RESPONSE TEAM-OFFICE | PULSE OXIMETER-HANDHELD | OX100 | EL1504603343 | BCI | PM | 1 | 55
14708 | ADDITION | SOL9105 | ST JAMES HOSPITAL | ADULT MENTAL HEALTH-MAPLE WARD | BLOOD PRESSURE MONITOR | HONSUN | 199005 | LYALL WILLIS | PM | 1 | 8
14709 | ADDITION | SOL9192 | COWES MEDICAL CENTRE | DENTAL-DENTAL CLINIC | DEFIBRILLATOR-AED | AED PRO | (21)AA19B048519 | ZOLL MEDICAL | ASSET ONLY | 5 | NOT TO BE PRICED
14710 | ADDITION | SOL9193 | ROYAL SOUTH HANTS HOSPITAL | DENTAL ROOM | DENTAL LIGHT | 504T | CG06G0164 | BELMONT | OEM-AIH | 1 | 8
14711 | ADDITION | SOL9195 | ROYAL SOUTH HANTS HOSPITAL | DENTAL ROOM | DENTAL SPITOON | VOYAGER II-SPITOON |  | BELMONT | OEM-AIH | 1 | 110
14712 | ADDITION | SOL9199 | HAVANT HEALTH CENTRE | DENTAL-DENTAL CLINIC | DENTAL SUCTION UNIT | VSA 300S | F323494030 | DURR DENTAL | OEM-AIH | 1 | 400
14713 | ADDITION | SOL9200 | HYTHE HOSPITAL | DENTAL-DENTAL CLINIC | DENTAL HOT AIR BLOWER | HEATSTREAM | 1505683 | SAFE AIR | OEM-AIH | 1 | 20
14714 | ADDITION | SOL9201 | HYTHE HOSPITAL | DENTAL-DENTAL CLINIC | DENTAL HOT AIR BLOWER | HEATSTREAM | 1505673 | SAFE AIR | OEM-AIH | 1 | 20
14715 | ADDITION | SOL9202 | HYTHE HOSPITAL | DENTAL-DENTAL CLINIC | DENTAL CHAIR | VOYAGER II-DENTAL CHAIR |  | BELMONT | OEM-AIH | 1 | 200
14716 | ADDITION | SOL9203 | BRAMBLYS GRANGE HEALTH CENTRE | DENTAL-DENTAL CLINIC | DENTAL X RAY PAN ORAL | CS8100 | JBX1065 | CARESTREAM HEALTHCARE | ASSET ONLY | 5 | NOT TO BE PRICED
14717 | ADDITION | SOL9204 | ANDOVER HEALTH CENTRE | DENTAL-DENTAL CLINIC | DENTAL X RAY PAN ORAL | CS8100 | JPX1043 | CARESTREAM HEALTHCARE | ASSET ONLY | 5 | NOT TO BE PRICED
14718 | ADDITION | SOL9205 | HYTHE HOSPITAL | DENTAL ROOM | AIR COMPRESSOR | VTS200D | 25591 | BAMBI AIR LTD | OEM-AIH | 1 | 550
14719 | ADDITION | SOL9206 | BITTERNE HEALTH CENTRE | DENTAL ROOM | DENTAL CART | CLESTA II | FB20L0078 | BELMONT | OEM-AIH | 1 | 110
14720 | ADDITION | SOL9211 | ANDOVER HEALTH CENTRE | DENTAL-DENTAL CLINIC | DENTAL HOT AIR BLOWER | SAFE AIR | 14760 | CARBOLITE | OEM-AIH | 1 | 20
14721 | ADDITION | SOL9212 | ANDOVER HEALTH CENTRE | DENTAL-DENTAL CLINIC | DENTAL AMALGAMATOR | SILAMAT S5 | 1640826 | IVOCLAR VIVADENT | OEM-AIH | 1 | 25
14722 | ADDITION | SOL9213 | ANDOVER HEALTH CENTRE | DENTAL-SURGERY ROOM | DENTAL MICROMOTOR AND DRILL | 503601 | B02222 | ROYAL MFG | OEM-AIH | 1 | 45
14723 | ADDITION | SOL9214 | ANDOVER HEALTH CENTRE | DENTAL ROOM | LIGHT-EXAMINATION | HALUX MT 1X20W | 129099097 | DERUNGS LICHT AG | OEM-AIH | 1 | 8
14724 | ADDITION | SOL9215 | BRAMBLYS GRANGE HEALTH CENTRE | DENTAL-CLINIC ROOM | THERMOMETER | FT3010 | Z200402-01 | KINLEE | OEM-AIH | 1 | 15
14725 | ADDITION | SOL9217 | BRAMBLYS GRANGE HEALTH CENTRE | DENTAL-CLINIC ROOM | BLOOD PRESSURE MONITOR | UB-328A | 5070102678 | A&D INSTRUMENTS | OEM-AIH | 1 | 8
14726 | ADDITION | SOL9218 | BRAMBLYS GRANGE HEALTH CENTRE | DENTAL-DENTAL CLINIC | BATTERY-HOIST | MSP-A-LN-00210 | MSPALN002100044 | MSP (MEDICAL SPARE PARTS) | ASSET ONLY | 5 | NOT TO BE PRICED
14727 | ADDITION | SOL9219 | BRAMBLYS GRANGE HEALTH CENTRE | DENTAL-DENTAL CLINIC | DENTAL MICROMOTOR AND DRILL | BASE050 | R319GZ041 | BA INTERNATIONAL | OEM-AIH | 1 | 45
14728 | ADDITION | SOL9220 | BRAMBLYS GRANGE HEALTH CENTRE | DENTAL-CLINIC ROOM | HOT AIR GUN | CARBOLITE | 012748 | SAFE AIR | OEM-AIH | 1 | 20
14729 | ADDITION | SOL9222 | BRAMBLYS GRANGE HEALTH CENTRE | DENTAL-DENTAL CLINIC | DENTAL SCAVENGING UNIT | MINISCAV | UK-1335 | RA MEDICAL | ASSET ONLY | 5 | NOT TO BE PRICED
14730 | ADDITION | SOL9223 | BRAMBLYS GRANGE HEALTH CENTRE | DENTAL-CLINIC ROOM | AUTOCLAVE | DAC UNIVERSAL | IC12929 | NITRAM | ASSET ONLY | 5 | NOT TO BE PRICED
14731 | ADDITION | SOL9224 | BRAMBLYS GRANGE HEALTH CENTRE | DENTAL-CLINIC ROOM | DENTAL SCAVENGING UNIT | MINISCAV | UK-1334 | RA MEDICAL | ASSET ONLY | 5 | NOT TO BE PRICED
14732 | ADDITION | SOL9226 | HYTHE HOSPITAL | DENTAL-CLINIC ROOM | SCALES | 899 | 10000000708764 | SECA LTD | OEM-AIH | 1 | 70
14733 | ADDITION | SOL9227 | HYTHE HOSPITAL | DENTAL-CLINIC ROOM | DENTAL SCAVENGING UNIT | MINISCAV | E/B/20063 | RA MEDICAL | ASSET ONLY | 5 | NOT TO BE PRICED
14734 | ADDITION | SOL9228 | BITTERNE HEALTH CENTRE | DENTAL ROOM | DENTAL LIGHT | 900 SERIES | AV21F0810 | BELMONT | OEM-AIH | 1 | 8
14735 | ADDITION | SOL9229 | ANDOVER HEALTH CENTRE | DENTAL-CLINIC ROOM | HEIGHT MEASURE | INTER 16 |  | CMS WEIGHING | OEM-AIH | 1 | 15
14736 | ADDITION | SOL9230 | ANDOVER HEALTH CENTRE | DENTAL-DENTAL CLINIC | PULSE OXIMETER-FINGER | 9006368 | 143219900461 | HENRY SCHEIN | OEM-AIH | 1 | 15
14737 | ADDITION | SOL9231 | ANDOVER HEALTH CENTRE | DENTAL-DENTAL CLINIC | PULSE OXIMETER-FINGER | 9006368 | 143219900445 | HENRY SCHEIN | OEM-AIH | 1 | 15
14738 | ADDITION | SOL9232 | PICKLES COPPICE | DENTAL ROOM | DENTAL X RAY PAN ORAL | CS8100 | JBXI039 | CARESTREAM HEALTHCARE | ASSET ONLY | 5 | NOT TO BE PRICED
14739 | ADDITION | SOL9233 | PICKLES COPPICE | DENTAL ROOM | DENTAL X RAY PAN ORAL | CANNON | OM26751 | CARESTREAM HEALTHCARE | ASSET ONLY | 5 | NOT TO BE PRICED
14740 | ADDITION | SOL9234 | PICKLES COPPICE | DENTAL ROOM | DENTAL DELIVERY UNIT | 2045-3RA | 203R-2685 | PORTER | ASSET ONLY | 5 | NOT TO BE PRICED
14741 | ADDITION | SOL9235 | EASTLEIGH HEALTH CENTRE | DENTAL-DENTAL CLINIC | DENTAL AMALGAMATOR | OPTIMA U-MIX | 20C0340 | BA INTERNATIONAL | OEM-AIH | 1 | 25
14742 | ADDITION | SOL9236 | EASTLEIGH HEALTH CENTRE | DENTAL-DENTAL CLINIC | DENTAL AMALGAMATOR | OPTIMA U-MIX | 20C0366 | BA INTERNATIONAL | OEM-AIH | 1 | 25
14743 | ADDITION | SOL9237 | ROYAL SOUTH HANTS HOSPITAL | DENTAL-DENTAL CLINIC | MOTOR CONTROL UNIT | X SMART PLUS | 8484670 | DENTSPLY | OEM-AIH | 1 | 45
14744 | ADDITION | SOL9238 | ROYAL SOUTH HANTS HOSPITAL | DENTAL-DENTAL CLINIC | MOTOR CONTROL UNIT | X SMART PLUS | 8593198 | DENTSPLY | OEM-AIH | 1 | 45
14745 | ADDITION | SOL9239 | ROYAL SOUTH HANTS HOSPITAL | DENTAL-DENTAL CLINIC | DENTAL APEX LOCATOR | PROPEX PIXI | PX2018051968 | DENTSPLY | OEM-AIH | 1 | 10
14746 | ADDITION | SOL9240 | ROYAL SOUTH HANTS HOSPITAL | DENTAL-DENTAL CLINIC | DENTAL X RAY INTRA ORAL | X-MIND | D04697 | SATELEC | OEM-AIH | 1 | 120
14747 | ADDITION | SOL9241 | ROYAL SOUTH HANTS HOSPITAL | DENTAL-DENTAL CLINIC | DENTAL X RAY INTRA ORAL | PHOT-X-II | EX19B0297 | BELMONT | OEM-AIH | 1 | 120
14748 | ADDITION | SOL9242 | ROYAL SOUTH HANTS HOSPITAL | DENTAL-CLINIC ROOM | DENTAL X RAY INTRA ORAL | X-MIND | D04694 | SATELEC | OEM-AIH | 1 | 120
14749 | ADDITION | SOL9243 | ROYAL SOUTH HANTS HOSPITAL | DENTAL-DENTAL CLINIC | DENTAL X RAY PAN ORAL | CANNON | 9K88138 | CARESTREAM HEALTHCARE | ASSET ONLY | 5 | NOT TO BE PRICED
14750 | ADDITION | SOL9244 | ROYAL SOUTH HANTS HOSPITAL | DENTAL-DENTAL CLINIC | DENTAL X RAY PAN ORAL | CS8100 | IBXI137 | CARESTREAM HEALTHCARE | ASSET ONLY | 5 | NOT TO BE PRICED
14751 | ADDITION | SOL9245 | ROYAL SOUTH HANTS HOSPITAL | DENTAL-CLINIC ROOM | IHS MACHINE | MDM | 203R2683 | PORTER | ASSET ONLY | 5 | NOT TO BE PRICED
14752 | ADDITION | SOL9246 | ROYAL SOUTH HANTS HOSPITAL | DENTAL-CLINIC ROOM | DENTAL X RAY INTRA ORAL | X-MIND | D04695 | SATELEC | OEM-AIH | 1 | 120
14753 | ADDITION | SOL9247 | ALDERSHOT CENTRE FOR HEALTH | DENTAL ROOM | PULSE OXIMETER-FINGER | 9006368 | 143219900026 | HENRY SCHEIN | OEM-AIH | 1 | 15
14754 | ADDITION | SOL9248 | ALDERSHOT CENTRE FOR HEALTH | DENTAL ROOM | PULSE OXIMETER-FINGER | 9006368 | 143219900499 | HENRY SCHEIN | OEM-AIH | 1 | 15
14755 | ADDITION | SOL9249 | ANDOVER HEALTH CENTRE | DENTAL ROOM | AUTOCLAVE | SES 3000B | L3BC1I2813 | ESCHMANN | OEM-AIH | 1 | 145
14756 | ADDITION | SOL9250 | ANDOVER HEALTH CENTRE | DENTAL ROOM | AUTOCLAVE | SES 3000B | L3BC1I2812 | ESCHMANN | OEM-AIH | 1 | 145
14757 | ADDITION | SOL9867 | TWO SAINTS DAY CENTRE | HOMELESS HEALTH TEAM-TWO SAINTS DAY | BREATH ANALYSER | PICO | CP707214 | BEDFONT SCIENTIFIC | PM | 1 | 95
14758 | ADDITION | VS20D-00141 | ANDOVER HEALTH CENTRE | DENTAL-DENTAL CLINIC | AIR COMPRESSOR | VTS200D | VS20D-00141 | BAMBI AIR LTD | OEM-AIH | 1 | 550
14759 | ADDITION | W2105758486 | ST MARY'S COMMUNITY HEALTH CAMPUS | SPINNAKER WARD | SLING | SLING | 8C0300PW2105758486 | PRISM MEDICAL | OEM-MEDACO | 1 | 14
14760 | ADDITION | SOL14060 | ST JAMES HOSPITAL | THE ORCHARDS-MAPLE WARD | BED-ELECTRIC | MINUET 2 | P0700581 | ARJO HUNTLEIGH | PM | 1 | 20
14761 | ADDITION | SOL14418 | WESTERN COMMUNITY HOSPITAL | SNOWDON WARD-CORRIDOR | WHEELCHAIR | REA AZALEA ASSIST TR | 21L05001690 | INVACARE | PM | 1 | 25
14762 | ADDITION | SOL14419 | WESTERN COMMUNITY HOSPITAL | WEST COMMUNITY INDEPENDENCE TEAM-WESTERN WING | THERMOMETER | IRT3030 | F3000157908 | B BRAUN MEDICAL | PM | 1 | 15
14763 | ADDITION | SOL14420 | WESTERN COMMUNITY HOSPITAL | WEST COMMUNITY INDEPENDENCE TEAM-WESTERN WING | THERMOMETER | IRT3030 | F3000157781 | B BRAUN MEDICAL | PM | 1 | 15
14764 | ADDITION | SOL14421 | WESTERN COMMUNITY HOSPITAL | WEST COMMUNITY INDEPENDENCE TEAM-WESTERN WING | PULSE OXIMETER | MD300C29 | 202568717900 | CHOICE MEDICAL | PM | 1 | 15
14765 | ADDITION | SOL14422 | WESTERN COMMUNITY HOSPITAL | WEST COMMUNITY INDEPENDENCE TEAM-WESTERN WING | THERMOMETER | IRT3030 | F3000158850 | B BRAUN MEDICAL | PM | 1 | 15
14766 | ADDITION | SOL14423 | WESTERN COMMUNITY HOSPITAL | WEST COMMUNITY INDEPENDENCE TEAM-WESTERN WING | THERMOMETER | IRT3030 | F3000158333 | B BRAUN MEDICAL | PM | 1 | 15
14767 | ADDITION | SOL14424 | WESTERN COMMUNITY HOSPITAL | WEST COMMUNITY INDEPENDENCE TEAM-WESTERN WING | BLOOD PRESSURE MONITOR | LD-582 | 2058201424 | WENZHOU | PM | 1 | 8
14768 | ADDITION | SOL14425 | WESTERN COMMUNITY HOSPITAL | WEST COMMUNITY INDEPENDENCE TEAM-WESTERN WING | THERMOMETER | IRT3030 | F3000159345 | B BRAUN MEDICAL | PM | 1 | 15
14769 | ADDITION | SOL14426 | WESTERN COMMUNITY HOSPITAL | WEST COMMUNITY INDEPENDENCE TEAM-WESTERN WING | BLOOD PRESSURE MONITOR | LD-582 | 2058201195 | WENZHOU | PM | 1 | 8
14770 | ADDITION | SOL14427 | WESTERN COMMUNITY HOSPITAL | WEST COMMUNITY INDEPENDENCE TEAM-WESTERN WING | BLOOD PRESSURE MONITOR | LD-582 | 2058201430 | WENZHOU | PM | 1 | 8
14771 | ADDITION | SOL14428 | WESTERN COMMUNITY HOSPITAL | WEST COMMUNITY INDEPENDENCE TEAM-WESTERN WING | THERMOMETER | IRT3030 | F3000154692 | B BRAUN MEDICAL | PM | 1 | 15
14772 | ADDITION | SOL14429 | WESTERN COMMUNITY HOSPITAL | WEST COMMUNITY INDEPENDENCE TEAM-WESTERN WING | THERMOMETER | IRT3030 | F3000157939 | B BRAUN MEDICAL | PM | 1 | 15
14773 | ADDITION | SOL14430 | OAK PARK COMMUNITY CLINIC | SEXUAL HEALTH | LIGHT-EXAMINATION | NONE | 2104001 | PROVITA MEDICAL | PM | 1 | 25
14774 | ADDITION | SOL14431 | BATTENBURG AVENUE CLINIC | CHILDREN COMMUNITY NURSING-CHILD NURSING | ENURESIS ALARM | M04 | 14431 | MALEM MEDICAL | PM | 1 | 10
14775 | ADDITION | SOL14432 | BATTENBURG AVENUE CLINIC | CHILDREN COMMUNITY NURSING-CHILD NURSING | ENURESIS ALARM | M04 | 14432 | MALEM MEDICAL | PM | 1 | 10
14776 | ADDITION | SOL14433 | BATTENBURG AVENUE CLINIC | CHILDREN COMMUNITY NURSING-CHILD NURSING | ENURESIS ALARM | M04 | 14433 | MALEM MEDICAL | PM | 1 | 10
14777 | ADDITION | SOL14434 | BATTENBURG AVENUE CLINIC | CHILDREN COMMUNITY NURSING-CHILD NURSING | ENURESIS ALARM | M04 | 14434 | MALEM MEDICAL | PM | 1 | 10
14778 | ADDITION | SOL14435 | BATTENBURG AVENUE CLINIC | CHILDREN COMMUNITY NURSING-CHILD NURSING | ENURESIS ALARM | M04 | 14435 | MALEM MEDICAL | PM | 1 | 10
14779 | ADDITION | SOL14436 | BATTENBURG AVENUE CLINIC | CHILDREN COMMUNITY NURSING-CHILD NURSING | ENURESIS ALARM | M04 | 14436 | MALEM MEDICAL | PM | 1 | 10
14780 | ADDITION | SOL14437 | BATTENBURG AVENUE CLINIC | CHILDREN COMMUNITY NURSING-CHILD NURSING | ENURESIS ALARM | M04 | 14437 | MALEM MEDICAL | PM | 1 | 10
14781 | ADDITION | SOL14438 | BATTENBURG AVENUE CLINIC | CHILDREN COMMUNITY NURSING-CHILD NURSING | ENURESIS ALARM | M04 | 14438 | MALEM MEDICAL | PM | 1 | 10
14782 | ADDITION | SOL14439 | BATTENBURG AVENUE CLINIC | CHILDREN COMMUNITY NURSING-CHILD NURSING | ENURESIS ALARM | M04 | 14439 | MALEM MEDICAL | PM | 1 | 10
14783 | ADDITION | SOL14440 | BATTENBURG AVENUE CLINIC | CHILDREN COMMUNITY NURSING-CHILD NURSING | ENURESIS ALARM | M04 | 14440 | MALEM MEDICAL | PM | 1 | 10
14784 | ADDITION | SOL14441 | BATTENBURG AVENUE CLINIC | CHILDREN COMMUNITY NURSING-CHILD NURSING | ENURESIS ALARM | M04 | SOL14441 | MALEM MEDICAL | PM | 1 | 10
14785 | ADDITION | SOL14442 | BATTENBURG AVENUE CLINIC | CHILDREN COMMUNITY NURSING-CHILD NURSING | ENURESIS ALARM | M04 | 14442 | MALEM MEDICAL | PM | 1 | 10
14786 | ADDITION | SOL14443 | BATTENBURG AVENUE CLINIC | CHILDREN COMMUNITY NURSING-CHILD NURSING | ENURESIS ALARM | M04 | 14443 | MALEM MEDICAL | PM | 1 | 10
14787 | ADDITION | SOL14444 | BATTENBURG AVENUE CLINIC | CHILDREN COMMUNITY NURSING-CHILD NURSING | ENURESIS ALARM | M04 | 14444 | MALEM MEDICAL | PM | 1 | 10
14788 | ADDITION | SOL14445 | BATTENBURG AVENUE CLINIC | CHILDREN COMMUNITY NURSING-CHILD NURSING | ENURESIS ALARM | M04 | 14445 | MALEM MEDICAL | PM | 1 | 10
14789 | ADDITION | SOL14446 | BATTENBURG AVENUE CLINIC | CHILDREN COMMUNITY NURSING-CHILD NURSING | ENURESIS ALARM | M04 | 14446 | MALEM MEDICAL | PM | 1 | 10
14790 | ADDITION | SOL14447 | BATTENBURG AVENUE CLINIC | CHILDREN COMMUNITY NURSING-CHILD NURSING | ENURESIS ALARM | M04 | 14447 | MALEM MEDICAL | PM | 1 | 10
14791 | ADDITION | SOL14448 | BATTENBURG AVENUE CLINIC | CHILDREN COMMUNITY NURSING-CHILD NURSING | ENURESIS ALARM | M04 | 14448 | MALEM MEDICAL | PM | 1 | 10
14792 | ADDITION | SOL14449 | BATTENBURG AVENUE CLINIC | CHILDREN COMMUNITY NURSING-CHILD NURSING | ENURESIS ALARM | M04 | 14449 | MALEM MEDICAL | PM | 1 | 10
14793 | ADDITION | SOL14450 | BATTENBURG AVENUE CLINIC | CHILDREN COMMUNITY NURSING-CHILD NURSING | ENURESIS ALARM | M04 | 14450 | MALEM MEDICAL | PM | 1 | 10
14794 | ADDITION | SOL14451 | BATTENBURG AVENUE CLINIC | CHILDREN COMMUNITY NURSING-CHILD NURSING | ENURESIS ALARM | M04 | 14451 | MALEM MEDICAL | PM | 1 | 10
14795 | ADDITION | SOL14452 | BATTENBURG AVENUE CLINIC | CHILDREN COMMUNITY NURSING-CHILD NURSING | ENURESIS ALARM | M04 | 14452 | MALEM MEDICAL | PM | 1 | 10
14796 | ADDITION | SOL14453 | BATTENBURG AVENUE CLINIC | CHILDREN COMMUNITY NURSING-CHILD NURSING | ENURESIS ALARM | M04 | 14453 | MALEM MEDICAL | PM | 1 | 10
14797 | ADDITION | SOL14454 | BATTENBURG AVENUE CLINIC | CHILDREN COMMUNITY NURSING-CHILD NURSING | ENURESIS ALARM | M04 | 14454 | MALEM MEDICAL | PM | 1 | 10
14798 | ADDITION | SOL14455 | BATTENBURG AVENUE CLINIC | CHILDREN COMMUNITY NURSING-CHILD NURSING | ENURESIS ALARM | M04 | 14455 | MALEM MEDICAL | PM | 1 | 10
14799 | ADDITION | SOL14456 | WESTERN COMMUNITY HOSPITAL | SPEECH AND LANGUAGE THERAPY WEST-WHEELCHAIR ROOM | COMMUNICATION AID | ALLORA | 05430000266932 | JABBLA | PM | 1 | 15
14800 | ADDITION | SOL14457 | WESTERN COMMUNITY HOSPITAL | SPEECH AND LANGUAGE THERAPY WEST-WHEELCHAIR ROOM | ARTIFICIAL LARYNX | LIGHTWRITER | 131201079 | TOBY CHURCHILL | PM | 1 | 20
14801 | ADDITION | SOL15031 | ST MARY'S COMMUNITY HEALTH CAMPUS | COMMUNITY NURSING TEAM | ASPIRATOR | LSU | 78142151523 | LAERDAL MEDICAL | PM | 1 | 25
14802 | ADDITION | SOL15032 | ST MARY'S COMMUNITY HEALTH CAMPUS | COMMUNITY NURSING TEAM | ASPIRATOR | LSU | 78142151538 | LAERDAL MEDICAL | PM | 1 | 25
14803 | ADDITION | SOL15033 | ST MARY'S COMMUNITY HEALTH CAMPUS | COMMUNITY NURSING TEAM | ASPIRATOR | LSU | 78212153742 | LAERDAL MEDICAL | PM | 1 | 25
14804 | ADDITION | SOL15034 | ST MARY'S COMMUNITY HEALTH CAMPUS | COMMUNITY NURSING TEAM | ASPIRATOR | LSU | 78142151516 | LAERDAL MEDICAL | PM | 1 | 25
14805 | ADDITION | SOL15035 | ST MARY'S COMMUNITY HEALTH CAMPUS | COMMUNITY NURSING TEAM | ASPIRATOR | LSU | 78212153739 | LAERDAL MEDICAL | PM | 1 | 25
14806 | ADDITION | SOL15036 | ST MARY'S COMMUNITY HEALTH CAMPUS | COMMUNITY NURSING TEAM | ASPIRATOR | LSU | 78212153757 | LAERDAL MEDICAL | PM | 1 | 25
14807 | ADDITION | SOL15037 | ST MARY'S COMMUNITY HEALTH CAMPUS | COMMUNITY NURSING TEAM | ASPIRATOR | LSU | 78212153740 | LAERDAL MEDICAL | PM | 1 | 25
14808 | ADDITION | SOL15038 | ST MARY'S COMMUNITY HEALTH CAMPUS | COMMUNITY NURSING TEAM | ASPIRATOR | LSU | 78142151556 | LAERDAL MEDICAL | PM | 1 | 25
14809 | ADDITION | SOL15039 | ST MARY'S COMMUNITY HEALTH CAMPUS | COMMUNITY NURSING TEAM | ASPIRATOR | LSU | 78142151512 | LAERDAL MEDICAL | PM | 1 | 25
14810 | ADDITION | SOL15040 | ST MARY'S COMMUNITY HEALTH CAMPUS | COMMUNITY NURSING TEAM | ASPIRATOR | LSU | 78142151520 | LAERDAL MEDICAL | PM | 1 | 25
14811 | ADDITION | SOL15041 | ST MARY'S COMMUNITY HEALTH CAMPUS | PORTSMOUTH REHAB AND REABLEMENT TEAM - PRRT | THERMOMETER | ACT8000 | 210310376 | ZEAL | PM | 1 | 15
14812 | ADDITION | SOL8354 | QUEEN ALEXANDRA HOSPITAL | DENTAL-DENTAL CLINIC | DENTAL ULTRASONIC SCALER | CAVITRON GEN | G123-44503 | DENTSPLY | OEM-AIH | 1 | 25
14813 | ADDITION | SOL8355 | EASTNEY HEALTH CENTRE | DENTAL-DENTAL CLINIC | DENTAL X RAY INTRA ORAL | NOMAD PRO | 2000149 | KAVO DENTAL | OEM-AIH | 1 | 120
14814 | ADDITION | SOL8356 | EASTNEY HEALTH CENTRE | DENTAL-DENTAL CLINIC | SCALES | 899 | 10000000708750 | SECA LTD | OEM-AIH | 1 | 70
14815 | ADDITION | SOL8357 | EASTNEY HEALTH CENTRE | DENTAL-DENTAL CLINIC | DENTAL X RAY PAN ORAL | CS8100 | JAX1079 | CARESTREAM HEALTHCARE | ASSET ONLY | 5 | NOT TO BE PRICED
14816 | ADDITION | SOL8358 | EASTNEY HEALTH CENTRE | DENTAL-DENTAL CLINIC | HEIGHT MEASURE | 206 |  | SECA LTD | OEM-AIH | 1 | 15
14817 | ADDITION | SOL8359 | HAVANT HEALTH CENTRE | DENTAL-X-RAY ROOM | WHEELCHAIR-RECLINER (TIPPER) | COMPACT | C119 | DESIGN SPECIFIC | TRUST CONTRACT-DESS | 5 | NOT TO BE PRICED
14818 | ADDITION | SOL8360 | HAVANT HEALTH CENTRE | DENTAL ROOM | DENTAL SUCTION UNIT | MICRO SMART | WS307668 | CATTANI | OEM-AIH | 1 | 400
14819 | ADDITION | SOL8361 | GOSPORT WAR MEMORIAL HOSPITAL | DENTAL ROOM | DENTAL X RAY PAN ORAL | CS8100 | JAXI078 | CARESTREAM HEALTHCARE | ASSET ONLY | 5 | NOT TO BE PRICED
14820 | ADDITION | SOL8362 | HAVANT HEALTH CENTRE | DENTAL ROOM | SCALES | 899 | 10000000708748 | SECA LTD | OEM-AIH | 1 | 70
14821 | ADDITION | SOL8363 | GOSPORT WAR MEMORIAL HOSPITAL | DENTAL ROOM | DENTAL CHAIR | CLEO SP-DENTAL CHAIR | AU21C0209 | BELMONT | OEM-AIH | 1 | 200
14822 | ADDITION | SOL8364 | GOSPORT WAR MEMORIAL HOSPITAL | DENTAL ROOM | DENTAL CHAIR | CLEO SP-DENTAL CHAIR | AC21C0157 | BELMONT | OEM-AIH | 1 | 200
14823 | ADDITION | SOL8365 | GOSPORT WAR MEMORIAL HOSPITAL | DENTAL ROOM | DENTAL LIGHT | 900 SERIES | AV21E0886 | BELMONT | OEM-AIH | 1 | 8
14824 | ADDITION | SOL8366 | GOSPORT WAR MEMORIAL HOSPITAL | DENTAL ROOM | DENTAL SPITOON | CLEO II SP |  | BELMONT | OEM-AIH | 1 | 110
14825 | ADDITION | SOL8367 | GOSPORT WAR MEMORIAL HOSPITAL | DENTAL ROOM | DENTAL X RAY INTRA ORAL | PHOT-X-II | EX21C0338 | BELMONT | OEM-AIH | 1 | 120
14826 | ADDITION | SOL8368 | GOSPORT WAR MEMORIAL HOSPITAL | DENTAL ROOM | DENTAL X RAY PAN ORAL | CS8100 | JAXI080 | CARESTREAM HEALTHCARE | ASSET ONLY | 5 | NOT TO BE PRICED
14827 | ADDITION | SOL8369 | GOSPORT WAR MEMORIAL HOSPITAL | DENTAL ROOM | DENTAL SUCTION UNIT | MICRO SMART | WS307694 | CATTANI | OEM-AIH | 1 | 400
14828 | ADDITION | SOL8370 | GOSPORT WAR MEMORIAL HOSPITAL | DENTAL ROOM | DENTAL PULP TESTER | DIGITEST | 201301 | PARKELL INC | OEM-AIH | 1 | 10
14829 | ADDITION | SOL8371 | GOSPORT WAR MEMORIAL HOSPITAL | DENTAL ROOM | SCALES | 899 | 10000000708756 | SECA LTD | OEM-AIH | 1 | 70
14830 | ADDITION | SOL8372 | GOSPORT WAR MEMORIAL HOSPITAL | DENTAL-CLINIC ROOM | AUTOCLAVE | SES 3000B | L3BC1I2803 | ESCHMANN | ASSET ONLY | 5 | NOT TO BE PRICED
14831 | ADDITION | SOL8373 | GOSPORT WAR MEMORIAL HOSPITAL | DENTAL-CLINIC ROOM | DENTAL HANDPIECE CLEANER | DAC UNIVERSAL | 7426 | SIRONA DENTAL | ASSET ONLY | 5 | NOT TO BE PRICED
14832 | ADDITION | SOL8374 | GOSPORT WAR MEMORIAL HOSPITAL | DENTAL ROOM | WASHER DISINFECTOR | PG8581 | 018441355 | MIELE | TRUST CONTRACT-DESS | 5 | NOT TO BE PRICED
14833 | ADDITION | SOL8375 | GOSPORT WAR MEMORIAL HOSPITAL | DENTAL ROOM | DENTAL RO SYSTEM | RO WATER PURIFIER | WFS50000185H | ESCHMANN | ASSET ONLY | 5 | NOT TO BE PRICED
14834 | ADDITION | SOL8376 | ROYAL SOUTH HANTS HOSPITAL | DENTAL ROOM | DENTAL ULTRASONIC SCALER | NEWTRON P5 | 306819003 | ACTEON | OEM-AIH | 1 | 25
14835 | ADDITION | SOL8377 | ROYAL SOUTH HANTS HOSPITAL | DENTAL ROOM | PRINTER | WP-P610 | P618100062 | NITRAM | OEM-AIH | 1 | 10
14836 | ADDITION | SOL8378 | ROYAL SOUTH HANTS HOSPITAL | DENTAL ROOM | DENTAL HANDPIECE CLEANER | DAC UNIVERSAL | 7413 | SIRONA DENTAL | ASSET ONLY | 5 | NOT TO BE PRICED
14837 | ADDITION | SOL8379 | ROYAL SOUTH HANTS HOSPITAL | DENTAL ROOM | INCUBATOR-TEST SAMPLE | 1401 | 05123402 | ALBERT BROWNE LTD | OEM-AIH | 1 | 90
336542